## TEConsentExtractReport
Asset name | Sample point code | Document type | Document status | SCE | Document reference | Premises name | Premises address first line | Premises address second line | Premises address third line | Premises address fourth line | Premises address fifth line | Premises address post code | Date of effect | Nature and composition | Discharger name | Discharger address first line | Discharger address second line | Discharger address third line | Discharger address fourth line | Discharger address fifth line | Discharger address post code | Monitoring point | Public foul sewer | NGR Mon Pt | NGR public foul sewer | 1,1,1-TRICHLOROETHANE <= TECL |  | 1,2-DICHLOROETHANE <= TECL |  | 2,2-Dipyridyl <= TECL |  | 2,4-D <= TECL |  | 2,4-DB <= TECL |  | 2,4-DICHLOROPHENOL <= TECL |  | 3-trifluoromethylphenol <= TECL |  | 6-chloropicolinic acid <= TECL |  | ABSORBANCE @ 480 NM 1 CM <= TECL |  | ABSORBANCE @ 520 NM 1 CM <= TECL |  | ABSORBANCE @ 615 NM 1 CM <= TECL |  | ALUMINIUM TOTAL <= TECL |  | AMMONIA <= TECL |  | Ammonia Total load 24 hours <= TELD |  | ANTIMONY TOTAL <= TECL |  | ARSENIC TOTAL <= TECL |  | ATRAZINE <= TECL |  | BARIUM TOTAL <= TECL |  | BENTAZONE <= TECL |  | BENZENE <= TECL |  | BOD 5 ATU FILTERED <= TECL |  | BORON TOTAL <= TECL |  | BROMIDE <= TECL |  | BROMOXYNIL <= TECL |  | CADMIUM TOTAL <= TECL |  | Cadmium Total load 24 hours <= TELD |  | Cadmium Total load per year <= TELD |  | CHEMICAL OXYGEN DEMAND SETTLED <= TECL |  | Chemical Oxygen Demand Settled load 24hr <= TECL |  | Chemical Oxygen Demand Settled load 24hr <= TELD |  | CHLORIDE <= TECL |  | CHLORIDE LOAD 24 HOURS <= TECL |  | CHLORIDE LOAD 24 HOURS <= TELD |  | CHLORINE FREE <= TECL |  | CHROMIUM TOTAL <= TECL |  | COBALT TOTAL <= TECL |  | COPPER TOTAL <= TECL |  | Copper Total load 24 hours <= TECL |  | Copper Total load 24 hours <= TELD |  | CYANIDE FREE UNCOMPLEXED <= TECL |  | CYANIDE TOTAL <= TECL |  | DETERGENTS ANIONIC <= TECL |  | DIAZINON <= TECL |  | DICHLOROPROP <= TECL |  | DICHLORVOS <= TECL |  | DIELDRIN <= TECL |  | Difluoroaniline <= TECL |  | DIURON <= TECL |  | ETHYLENEDIAMINETETRAACETIC ACID <= TECL |  | FENITROTHION <= TECL |  | FLUORIDE <= TECL |  | FORMALDEHYDE (FREE) <= TECL |  | GALAXOLIDE <= TECL |  | GOLD TOTAL <= TECL |  | INDENO (1,2,3-CD) PYRENE TOTAL <= TECL |  | INSTANTANEOUS FLOW <= TECL |  | IODIDE <= TECL |  | IOXYNIL <= TECL |  | IRON TOTAL <= TECL |  | ISOPROTURON <= TECL |  | Lead load 24 hours <= TELD |  | LEAD TOTAL <= TECL |  | LITHIUM <= TECL |  | MALATHION <= TECL |  | MANGANESE TOTAL <= TECL |  | MECOPROP <= TECL |  | MERCURY TOTAL <= TECL |  | METHANE <= TECL |  | METHYL ACRYLATE <= TECL |  | Methyl Chlorophenoxy Acetic acid (MCPA) <= TECL |  | MOLYBDENUM <= TECL |  | MONURON <= TECL |  | NICKEL TOTAL <= TECL |  | OIL AND GREASE <= TECL |  | OILS AND FATS - TOTAL FATTY MATTER <= TECL |  | PCB (ICES 7) <= TECL |  | PERCENT TRANSMISSION AT 465 NM >= TECL |  | PERCENT TRANSMISSION AT 560 NM >= TECL |  | PERCENT TRANSMISSION AT 570 NM >= TECL |  | p-fluoroaniline <= TECL |  | PH <= TECL |  | PH >= TECL |  | PHENOL <= TECL |  | Phenols load 24 hours <= TELD |  | PHENOLS TOTAL AS PHENOL <= TECL |  | PHOSPHATE ORTHO <= TECL |  | PHOSPHORUS TOTAL (ORTH + COND + ORG) <= TECL |  | POLYNUCLEAR AROMATIC HYDROCARBONS SUM 16 <= TECL |  | SELENIUM <= TECL |  | SILVER <= TECL |  | SIMAZINE <= TECL |  | SOLIDS PARTICULATE (105C) SUSPENDED <= TECL |  | SOLIDS SETTLEABLE 105 C <= TECL |  | STYRENE <= TECL |  | SULPHATE <= TECL |  | Sulphate Free Filtered load 24 hours <= TELD |  | SULPHATE FREE SOLUBLE <= TECL |  | SULPHIDE TOTAL <= TECL |  | SULPHITE <= TECL |  | T-BUTYL METHYL ETHER <= TECL |  | TEMPERATURE C <= TECL |  | TIN <= TECL |  | TITANIUM TOTAL <= TECL |  | TOLUENE <= TECL |  | TOTAL CRESOLS <= TECL |  | TOTAL DAILY FLOW <= TECL |  | TOTAL OXIDISED NITROGEN <= TECL |  | TRIBUTYL TIN COMPOUNDS TOTAL <= TECL |  | TRIPHENYL TIN <= TECL |  | Unsaponifiable Oil and Grease <= TECL |  | VANADIUM TOTAL <= TECL |  | Volatile oils <= TECL |  | Zinc load 24 hours <= TELD |  | ZINC TOTAL <= TECL |  | ZINC TOTAL <= TELD
ACLE DAMGATE LANE STW NEW | S01HUCRANEKA0 | Consent | Live | No | ACZ 156 | Hugh Crane Cleaning Equipment Limited | South Walsham Road | Acle | Norwich, Norfolk |  |  | NR13 3ES | 16/10/2014 | Used water from the steam cleaning of vehicles & the running & testing of cleaning equipment, after passage through a 3 stage interceptor. | Hugh Crane Cleaning Equipment Limited | South Walsham Road | Acle | Norwich, Norfolk |  |  | NR13 3ES | at point prior to discharging to the public foul sewer | at manhole no 6930 in South Walsham Road | TG3936111281 | TG3962110961 | [54 empty] | 2500 | mg/l | [54 empty] | 0.5 | l/s | [36 empty] | 250 | mg/l | [10 empty] | 11 | pH | 6 | pH | [18 empty] | 1000 | mg/l | [8 empty] | 1000 | mg/l | [6 empty] | 45 | °C | [8 empty] | 2 | m³/d
ACLE DAMGATE LANE STW NEW | S01ACLECARKA | Direction | Live | No | ADT 395 | Acle Service Station | Adjacent Rydal Garage | New Road | Acle | Norfolk |  | NR13 3BE | 01/06/2009 | Wastewater, after passage via a three-stage interceptor, from an automatic vehicle wash recycling plant. | Pace Petroleum Limited | Hanover | 18 The Avenue | Egham | Surrey |  | TW20 9AB | at a point prior to discharge into the public foul sewer | at the A47, New Road | TG4027010470 | TG4027010470 | [54 empty] | 2000 | mg/l | [54 empty] | 1 | l/s | [36 empty] | 250 | mg/l | [10 empty] | 11 | pH | 6 | pH | [18 empty] | 1000 | mg/l | [8 empty] | 1000 | mg/l | [6 empty] | 45 | °C | [8 empty] | 1 | m³/d
ALCONBURY STW | S01STEVES KA | Direction | Live | No | ADU 507 | Steve's Taxi & Private Hire | Ermine Street | Little Stukeley | Huntingdon | Cambridgeshire |  | PE28 4BE | 01/04/2010 | Wastewater from the external washing of vehicles only. | Mr Steven Woodham | 25 Elizabeth Drive | Hartford | Huntingdon | Cambridgeshire |  | PE29 1WA | at a point prior to discharging to the public foul sewer | at Ermine Street, Little Stukeley | TL2090075450 | TL2092075470 | [54 empty] | 2000 | mg/l | [54 empty] | 1 | m³/hr | [36 empty] | 250 | mg/l | [10 empty] | 11 | pH | 6 | pH | [18 empty] | 1000 | mg/l | [8 empty] | 1000 | mg/l | [6 empty] | 45 | °C | [8 empty] | 4 | m³/d
ALCONBURY STW | S01MARITIMKA1 | Consent | Live | No | TECO-0263-2023 | Maritime Transport Limited | Rusts Lane | Alconbury | Huntingdon | Cambridgeshire |  | PE28 4WD | 21/11/2023 | Used water, after passage via an interceptor, from the external washing of vehicles only. | Maritime Transport Limited | Maritime House | Clickett Hill Road | Felixstowe | Suffolk |  | IP11 4AX | the manhole by the wash bay prior to the effluent being discharged to the public foul sewer | Rusts Lane, Alconbury | TL1962176250 | TL1951276308 | [54 empty] | 2500 | mg/l | [54 empty] | 0.08 | l/s | [48 empty] | 11 | pH | 6 | pH | [18 empty] | 1000 | mg/l | [16 empty] | 43 | °C | [8 empty] | 6 | m³/d
ALCONBURY STW | S01CERTASUKA1 | Consent | Live | No | TECO-0172-2025 | Certas Energy | HGV Refuelling Site | Home Farm Drive | Alconbury | Cambridgeshire |  | PE28 4WD | 07/10/2025 | Used water, after passage via an interceptor, from the external washing of vehicles only. | Certas Energy UK Limited | 1st Floor Allday House | Warrington Road | Birchwood | Warrington | Cheshire | WA3 6GR | the manhole after the wash bay interceptor | Rusts lane, Alconbury | TL1968976187 | TL1943276250 | [54 empty] | 2500 | mg/l | [54 empty] | 0.5 | l/s | [48 empty] | 11 | pH | 6 | pH | [18 empty] | 1000 | mg/l | [16 empty] | 43 | °C | [8 empty] | 9 | m³/d
ALFORD STW | S01NCC14FHKA | Direction | Live | No | ADU 228 | F Hunt Coach Hire Ltd | 33 Station Road | Alford | Lincolnshire |  |  | LN13 9JB | 01/11/2009 | Wastewater from the washing of coaches only, after passing through an interceptor. | F Hunt (Coach Hire ) Limited | The Old Barn, Wayside Farm | Authorpe | Louth | Lincolnshire |  | LN11 8PF | at the manhole beyond the interceptor | at Station Road, Alford | TF4458075600 | TF4458075600 | [54 empty] | 2000 | mg/l | [54 empty] | 1 | l/s | [36 empty] | 250 | mg/l | [10 empty] | 11 | pH | 6 | pH | [18 empty] | 1000 | mg/l | [8 empty] | 1000 | mg/l | [6 empty] | 45 | °C | [8 empty] | 3 | m³/d
ALFORD STW | S01NCF07LAKA | Direction | Live | No | ADZ 933 | Wa'Shum & Dry | 15 High Street | Alford | Lincolnshire |  |  | LN13 9DS | 09/02/2017 | Used water from the laundering of domestic items only. | Wa'Shum & Dry Limited | Greystones | 18 Buckthorn Avenue | Skegness, Lincolnshire |  |  | PE25 3DE | at the drain at the rear of the premises | at a point prior to MH 4003, High Street, Alford | TF4549476061 | TF4548676053 | [54 empty] | 2000 | mg/l | [54 empty] | 1 | l/s | [48 empty] | 11 | pH | 6 | pH | [18 empty] | 1000 | mg/l | [16 empty] | 45 | °C | [8 empty] | 2 | m³/d
ALFORD STW | S01DRURYPEKA2 | Direction | Live | No | TEDI-0001-2024 | Drury Precision Engineering Limited | Beechings Way | Alford | Lincolnshire |  |  | LN13 9JE | 30/09/2024 | Used waters from the powder coating pre-treatment machine. | Drury Precision Engineering Limited | Beechings Way | Alford | Lincolnshire |  |  | LN13 9JE | a point within factory from a tap just before discharge to foul sewer | Beechings Way, Alford | TF4472775402 | TF4477875403 | [54 empty] | 500 | mg/l | [54 empty] | 1 | l/s | [48 empty] | 10 | pH | 6 | pH | [18 empty] | 500 | mg/l | [16 empty] | 43 | °C | [8 empty] | 2 | m³/d
ANWICK STW | S01BAXTER KA | Direction | Live | No | ADT 53 | Ruskington Service Station | Rectory Road | Ruskington | Sleaford | Lincolnshire |  | NG34 9AE | 01/08/2008 | Wastewaters from jet wash | D C Baxter (Motors) Limited | Rectory Road | Ruskington | Sleaford | Lincolnshire |  | NG34 9AE | at the manhole close to jetwash prior to discharging to public foul sewer | Church Street, Ruskington | TF5004008020 | TF5004008020 | [54 empty] | 2000 | mg/l | [54 empty] | 1 | m³/hr | [36 empty] | 250 | mg/l | [10 empty] | 11 | pH | 6 | pH | [18 empty] | 1000 | mg/l | [8 empty] | 1000 | mg/l | [6 empty] | 45 | °C | [8 empty] | 1 | m³/d
ANWICK STW | S0191 KA | Direction | Live | No | TEDI-0028-2021 | Pilgrim's Pride Limited | Sleaford Road | Ruskington, Sleaford | Lincolnshire |  |  | NG34 9BL | 29/03/2021 | Used water, after passage through a DAF cell pre-treatment unit from the following procesess: (i) Clean-In-Place production hygiene clean, (ii) cooling tower bleed, (iii) boiler blowdown, (iv) QA Laboratory rinse waters, (v) softener backwash, (vi) tray and Dolav wash. | Pilgrim's Pride Limited | Seton House | Warwick Technology Park | Gallows Hill | Warwick, Warwickshire |  | CV34 6DA | the V-notch weir discharge in the Effluent Treatment Plant, prior to discharge into the public foul sewer | Manhole 4302, outside Effluent Treatment Plant | TF0839050370 | TF0839050370 | [24 empty] | 50 | mg/l | [28 empty] | 3000 | mg/l | [54 empty] | 5 | l/s |  |  |  |  | 2 | mg/l | [30 empty] | 100 | mg/l | [10 empty] | 10 | pH | 6 | pH | [18 empty] | 1000 | mg/l | [8 empty] | 1000 | mg/l | [6 empty] | 43 | °C | [8 empty] | 400 | m³/d
ANWICK STW | S01ANWSOTHKA1 | Direction | Live | No | TEDI-0076-2021 | Trotters Quality Butchers | 3 - 5 High Street | Ruskington | Sleaford | Lincolnshire |  | NG34 9DY | 15/06/2021 | Used water arising from (i) the cooking of hams, (ii) the washing of equipment and utensils, and (iii) the washing of floors. | Trevor Shaw & Jeanette Southern T/A Trotters Quality Butchers | 3 - 5 High Street | Ruskington | Sleaford | Lincolnshire |  | NG34 9DY | a point in the side passage drain prior to discharge into the public foul sewer | Manhole 3001, High Street, Ruskington | TF0831051090 | TF0830051070 | [54 empty] | 3000 | mg/l | [54 empty] | 1 | l/s | [36 empty] | 250 | mg/l | [10 empty] | 10 | pH | 6 | pH | [18 empty] | 1000 | mg/l | [8 empty] | 1000 | mg/l | [6 empty] | 43 | °C | [8 empty] | 4 | m³/d
ANWICK STW | S01MOYPLABKA1 | Consent | Live | No | TECO-0109-2022 | Moy Park Limited | Main Road | Anwick | Sleaford | Lincolnshire |  | NG34 9SL | 01/09/2022 | Used water arising from the washing of equipment used in microbiological laboratory quality and control; excluding those equipment exposed to pathogens. | Moy Park Limited | The Food Park | 39 Seagoe Industrial Estate | Craigavon | County Armagh |  | BT63 5QE | a manhole prior to discharge into the wet well at Anwick sewage treatment works | the wet well at Anwick sewage treatment works | TF1121450332 | TF1131250013 | [54 empty] | 1000 | mg/l | [54 empty] | 0.3 | l/s | [48 empty] | 10 | pH | 6 | pH | [18 empty] | 500 | mg/l | [16 empty] | 43 | °C | [8 empty] | 1 | m³/d
ANWICK STW | S01ANWJAJSKA1 | Direction | Live | No | TEDI-0265-2022 | J & J Southern | 3 High Street | Ruskington | Sleaford | Lincolnshire |  | NG34 9DY | 13/09/2023 | Used water from equipment & utensil washing, bench & floor cleaning. | Jeanette Green - T/A J & J Southern | 3 High Street | Ruskington | Sleaford | Lincolnshire |  | NG34 9DY | a point in the bakery, prior to discharging to the public foul sewer | High Street, Ruskington | TF0831051090 | TF0830051070 | [54 empty] | 3000 | mg/l | [54 empty] | 1 | l/s | [36 empty] | 250 | mg/l | [10 empty] | 10 | pH | 6 | pH | [18 empty] | 1000 | mg/l | [8 empty] | 1000 | mg/l | [6 empty] | 43 | °C | [8 empty] | 2 | m³/d
ANWICK STW | S01DOM0017KA1 | Consent | Live | No | TECO-0105-2024 | Green Cleen (Lincolnshire) Limited | Bungalow 1A | River Lane | Anwick | Sleaford |  | NG34 9SP | 05/06/2024 | Screened used water from the cleaning of wheelie bins (by a high pressure wash). | Green Cleen (Lincolnshire) Limited | Bungalow 1A | River Lane | Anwick | Sleaford | Lincolnshire | NG34 9SP | the manhole on property | River Lane, Anwick | TF1145450431 | TF1144350427 | [54 empty] | 2000 | mg/l | [54 empty] | 1 | l/s | [48 empty] | 10 | pH | 6 | pH | [18 empty] | 1000 | mg/l | [16 empty] | 43 | °C | [8 empty] | 0.5 | m³/d
ANWICK STW | S01161 KA | Direction | Live | No | TEDI-0107-2024 | Moy Park Limited | Main Road | Anwick | Sleaford | Lincolnshire |  | NG34 9SL | 10/09/2024 | Used waters, after passage through DAF effluent treatment plant, arising from the following: (i) poultry processing, (ii) vehicle, trailer and tray washing, (iii) backwash from water softeners, (iv) backwash from a reverse osmosis unit, (v) boiler blowdown and (vi) cooling tower bleed. | Moy Park Limited | The Food Park | 39 Seagoe Industrial Estate | Craigavon | Northern Ireland |  | BT63 5QE | the chamber outside the DAF cell effluent treatment plant | the Moy Park Wet well at Anwick Water Recycling Centre, River Lane, Anwick | TF1122950023 | TF1131150012 | [24 empty] | 90 | mg/l | [28 empty] | 1000 | mg/l | [40 empty] | 10000 | µg/l | [12 empty] | 46 | l/s |  |  |  |  | 20 | mg/l | [30 empty] | 100 | mg/l | [10 empty] | 8 | pH | 6 | pH | [8 empty] | 10 | mg/l | [8 empty] | 200 | mg/l | [8 empty] | 1000 | mg/l | [6 empty] | 30 | °C | [8 empty] | 3500 | m³/d
ARRINGTON STW | S01WIMPOLEKA1 | Consent | Live | No | TECO-0097-2021 | National Trust | Home Farm | Wimpole Estate | Arrington | Royston | Cambridgeshire | SG8 0BW | 28/06/2021 | Used waters arising from contaminated surface water run-off from a piggery. | National Trust | Heelis | Kemble Drive | Swindon |  |  | SN2 2NA | the inspection chamber at the end of the piggery bund before discharging to the mini greywater pumping station | Junction of Ermine Way and Church Lane in Arrington | TL3403251392 | TL3281550249 | [54 empty] | 2000 | mg/l | [54 empty] | 0.5 | l/s | [48 empty] | 10 | pH | 6 | pH | [18 empty] | 1000 | mg/l | [16 empty] | 43 | °C | [8 empty] | 0.3 | m³/d
ATTLEBOROUGH STW | S01328BESTKA | Direction | Live | No | ADT 388 | Petrell Limited, Besthorpe Filling Station | Attleborough A11 Bypass | Besthorpe | Attleborough | Norfolk |  | NR17 2LB | 01/06/2009 | Wastewaters, after passage through a two-stage interceptor, arising from the jet washing of vehicles and from an automatic car wash | Petrell Limited | 8 Hopper Way | Diss Business Park | Diss | Norfolk |  | IP22 4GT | at a point prior to discharging to the public foul sewer | in Silver Street, Attleborough | TM0720097000 | TM0720097000 | [54 empty] | 2000 | mg/l | [54 empty] | 1 | l/s | [36 empty] | 250 | mg/l | [10 empty] | 11 | pH | 6 | pH | [18 empty] | 1000 | mg/l | [8 empty] | 1000 | mg/l | [6 empty] | 45 | °C | [8 empty] | 8 | m³/d
ATTLEBOROUGH STW | S01FORTRESKA0 | Direction | Live | No | TEDI-0007-2018 | Lee & Plumpton Limited | Bunns Bank | Old Buckenham | Attleborough | Norfolk |  | NR17 1QD | 18/06/2018 | Used water, after passage via an interceptor, from the external washing of vehicles only. | Lee & Plumpton Limited | Bunns Bank | Old Buckenham | Attleborough | Norfolk |  | NR17 1QD | a point after the interceptor adjacent to the vehicle wash area. | old Buckenham Road, Attleborough | TM0646093770 | TM0645093800 | [54 empty] | 2500 | mg/l | [54 empty] | 0.5 | l/s | [48 empty] | 11 | pH | 6 | pH | [18 empty] | 1000 | mg/l | [16 empty] | 45 | °C | [8 empty] | 0.5 | m³/d
ATTLEBOROUGH STW | S01DEVANTEKA0 | Direction | Live | No | TEDI-0217-2020 | Devantech Limited | Maurice Gaymer Road | Attleborough | Norfolk |  |  | NR17 2QZ | 12/03/2021 | Used water, following treatment via a 1nm in-line filtration system, from a three-stage printed circuit board cleaning system. | Devantech Limited | Maurice Gaymer Road | Gaymer Industrial Estate | Attleborough |  | Norfolk | NR17 2QZ | a tank located at the top rear of the printed circuit board cleaning machine | manhole No. 9602 in Maurice Gaymer Road, Attleborough | TM0489094660 | TM0490094630 | [54 empty] | 5000 | mg/l | [54 empty] | 1 | l/s | [48 empty] | 11 | pH | 6 | pH | [18 empty] | 250 | mg/l | [16 empty] | 43 | °C | [8 empty] | 0.04 | m³/d | [14 empty] | 5 | mg/l
ATTLEBOROUGH STW | S01ATTULTIKA0 | Consent | Live | No | TECO-0024-2021 | Ultimet Films Ltd | Unit 54 Maurice Gaymer Road | Gaymers Industrial Estate | Attleborough | Norfolk | United Kingdom | NR17 2QZ | 09/02/2021 | Used water from cooling tower bleed including drain down during periodic cleaning process. | Ultimet Films Ltd | Unit 16 Maurice Gaymer Road | Gaymers Industrial Estate | Attleborough | Norfolk | United Kingdom | NR17 2QZ | a point on the premises | a point adjacent to Maurice Gaymer Road | TM0492194682 | TM0491994672 | [54 empty] | 2000 | mg/l | [54 empty] | 1 | l/s | [48 empty] | 10 | pH | 6 | pH | [18 empty] | 1000 | mg/l | [16 empty] | 43 | °C | [8 empty] | 1 | m³/d
ATTLEBOROUGH STW | S01HILTFIEKA0 | Direction | Live | No | TEDI-0015-2025 | Hiltfields Limited | 4 Maurice Gaymer Road | Attleborough | Norfolk |  |  | NR17 2QZ | 20/05/2025 | Used water, after passage through a grease interceptor, arising from the washing of vegetable processing equipment, sauce manufacturing equipment and hygiene wash down. | Hiltfields Limited | Ground Floor, 4 Broadgate | Broadway Business Park | Chadderton | Oldham |  | OL9 9XA | the sampling manhole located after the interceptor, prior to discharge to the public foul sewer | Maurice Gaymer Road, Attleborough | TM0514694724 | TM0514194714 | [54 empty] | 7000 | mg/l | [54 empty] | 1 | l/s | [36 empty] | 250 | mg/l | [10 empty] | 10 | pH | 6 | pH | [18 empty] | 1300 | mg/l | [16 empty] | 43 | °C | [8 empty] | 8 | m³/d
AYLSHAM STW | S01ALYPOLIKA0 | Consent | Live | No | ACZ 712 | Aylsham Police Station | Richard Oakes Road | Banningham Road | Aylsham |  |  | NR11 6FD | 19/07/2017 | Used water from external vehicle washing. | Norfolk Constabulary | Jubilee House | Falconers Chase | Wymondham | Norfolk |  | NR18 0WW | at a point on the premises | at Shepheards Close | TG2042027936 | TG2035327910 | [54 empty] | 2500 | mg/l | [54 empty] | 0.5 | l/s | [48 empty] | 11 | pH | 6 | pH | [18 empty] | 1000 | mg/l | [16 empty] | 45 | °C | [8 empty] | 1 | m³/d
AYLSHAM STW | S01ALYSCHOKA0 | Consent | Live | No | TECO-0132-2018 | Aylsham High School | Sir Williams Lane | Aylsham | Norwich |  |  | NR11 6AN | 11/12/2018 | Used water from the filter backwashing process and periodic drain-down of swimming pool contents. | Aylsham High School | Sir Williams Lane | Aylsham | Norwich |  |  | NR11 6AN | swimming pool foul drainage | rear of premises from Gashouse Hill | TG1988627068 | TG1975827299 | [54 empty] | 1000 | mg/l | [10 empty] | 5 | mg/l | [42 empty] | 8 | l/s | [48 empty] | 10 | pH | 6 | pH | [18 empty] | 1000 | mg/l | [16 empty] | 45 | °C | [8 empty] | 3 | m³/d
AYLSHAM STW | S01AGROWERKA | Direction | Live | No | TEDI-0006-2022 | Aylsham Growers Limited | Dunkirk Industrial Estate | Banningham Road | Aylsham | Norfolk |  | NR11 6LP | 20/03/2022 | Used water, after passage through a three-stage interceptor, from pea/bean sampling procedure and from a pea/bean harvester washdown bay. | Aylsham Growers Limited | B G A House | Nottingham Road | Louth | Lincolnshire |  | LN11 0WB | the right hand side of the premises adjacent to the washbay | manhole No. 9501 in Tuttington Road, Aylsham | TG1992027700 | TG1993027570 | [54 empty] | 2500 | mg/l | [54 empty] | 1 | l/s | [48 empty] | 10 | pH | 6 | pH | [18 empty] | 1000 | mg/l | [16 empty] | 43 | °C | [8 empty] | 2 | m³/d | [14 empty] | 5 | mg/l
AYLSHAM STW | S01AYLNORSKA0 | Direction | Live | No | TEDI-0114-2025 | Norse Environmental Waste Services Limited | Unit 6, Dunkirk Industrial Estate | Dunkirk | Aylsham | Norwich | Norfolk | NR11 6SU | 30/09/2025 | Used water, after passage via an interceptor, from the external washing of vehicles only. | Norse Environmental Waste Services Limited | 280 Fifers Lane | Norwich | Norfolk |  |  | NR6 6EQ | a point following the interceptor | Dunkirk | TG2019927733 | TG2019927714 | [54 empty] | 2500 | mg/l | [54 empty] | 1 | l/s | [48 empty] | 11 | pH | 6 | pH | [18 empty] | 1000 | mg/l | [16 empty] | 43 | °C | [8 empty] | 11 | m³/d
AYLSHAM STW | S01ALYNCCDKA0 | Consent | Live | No | TECO-0247-2025 | Norfolk County Council | Infrastructure Highways Depot | Burgh Road | Aylsham | Norwich |  | NR11 6AR | 04/02/2026 | Used water, after passage via an interceptor, from the external washing of vehicles only, including gritting lorries. | Norfolk County Council | Infrastructure Highways Transport & Waste | County Hall | Martineau Lane | Norwich | Norfolk | NR1 2DH | a point following the wash bay catchpit | manhole junction Burgh Road and Sir Williams Lane | TG2028126669 | TG2015126693 | [54 empty] | 2500 | mg/l |  |  |  |  | 50000 | mg/l | [48 empty] | 3 | l/s | [48 empty] | 11 | pH | 6 | pH | [18 empty] | 1000 | mg/l | [16 empty] | 43 | °C | [8 empty] | 0.7 | m³/d
BACTON-FININGHAM LA STW | S01JEFFRIEKA1 | Direction | Live | No | ADV 316 | Jeffries of Barton | Station Garage | Broad Road | Bacton | Suffolk |  | IP14 4HP | 01/02/2011 | Wastewater from the external cleaning of vehicles after passage through an interceptor. | Mr P R Jeffries & Mrs R B Jeffries | Jeffries Of Barton (Sales) | Station Garge | Broad Road, Bacton | Stowmarket | Suffolk | IP14 4HP | at drain cover adjacent to interceptor, prior to discharge to the public foul sewer. | at Broad Road, Bacton | TM0640067500 | TM0640067500 | [54 empty] | 2500 | mg/l | [54 empty] | 1 | l/s | [36 empty] | 250 | mg/l | [10 empty] | 11 | pH | 6 | pH | [18 empty] | 1000 | mg/l | [8 empty] | 1000 | mg/l | [6 empty] | 45 | °C | [8 empty] | 1 | m³/d
BARTON ON HUMBER STW | S01ACX132 KA | Consent | Live | No | ACX 132 | Barton Hand Car Wash | Ferriby Road | Barton Upon Humber | North Lincs |  |  | DN18 5LE | 19/11/2012 | Wastewater from vehicle exterior washing after interceptors. | Mr Abdullah - T/A Barton Hand Car Wash | 52A Northgate | Pontefract | West Yorkshire |  |  | WF8 1HJ | last manhole after interceptor trap, prior to discharging to the public foul sewer | at Ferriby Road, Barton Upon Humber | TA0277022030 | TA0278022020 | [54 empty] | 2500 | mg/l | [54 empty] | 0.5 | m³/hr | [36 empty] | 250 | mg/l | [10 empty] | 11 | pH | 6 | pH | [18 empty] | 1000 | mg/l | [8 empty] | 1000 | mg/l | [6 empty] | 45 | °C | [8 empty] | 2 | m³/d
BARTON ON HUMBER STW | S01NCC07SOKA | Direction | Live | No | ADT 272 | The Petrol Station | 5 - 7 Ferriby Road | Barton Upon Humber | South Humberside |  |  | DN18 5LE | 01/01/2009 | Wastewaters from a carwash | The Occupier | 5 - 7 Ferriby Road | Barton Upon Humber | North Lincolnshire |  |  | DN18 5LE | at a point prior to discharging to the public foul sewer | Ferriby Road, Barton Upon Humber | TA0282021990 | TA0280022020 | [54 empty] | 2000 | mg/l | [54 empty] | 1 | m³/hr | [36 empty] | 250 | mg/l | [10 empty] | 10 | pH | 6 | pH | [18 empty] | 1000 | mg/l | [8 empty] | 1000 | mg/l | [6 empty] | 45 | °C | [8 empty] | 5 | m³/d
BARTON ON HUMBER STW | S01ACQ170 KA | Direction | Live | No | ADZ 611 | Baysgarth Leisure Centre | Brigg Road | Barton Upon Humber | North Lincolnshire |  |  | DN18 5DT | 01/06/2016 | Used waters from the backwashing of swimming pool filters and from the periodic emptying of pool contents. | North Lincolnshire Council | Civic Centre | Ashby Road | Scunthorpe | North Lincolnshire |  | DN16 1AB | at a point prior to discharge into the public foul sewer | at Brigg Road | TA0325021260 | TA0324021310 | [54 empty] | 1000 | mg/l | [10 empty] | 5 | mg/l | [42 empty] | 2.5 | l/s | [48 empty] | 10 | pH | 6 | pH | [18 empty] | 1000 | mg/l | [16 empty] | 45 | °C | [8 empty] | 8 | m³/d
BARTON ON HUMBER STW | S01WRENBARKA1 | Consent | Live | No | TECO-0007-2020 | Wren Kitchens Limited | The Nest | Falkland Way, Barton Upon Humber | North Lincolnshire |  |  | DN18 5RX | 27/02/2020 | Used waters from the water recycling system for rinsing and cooling cutting equipment for quartz worktops following pH correction, coagulation and flocculation. | Wren Kitchens Limited | Head Office, The Nest | Falkland Way, Barton Upon Humber | North Lincolnshire |  |  | DN18 5RX | the drain-down tap within the water treatment plant | Falkland Way | TA0458122024 | TA0404722467 | [54 empty] | 2500 | mg/l |  |  |  |  | 4000 | mg/l | [48 empty] | 0.4 | l/s | [48 empty] | 10 | pH | 6 | pH | [18 empty] | 1000 | mg/l | [8 empty] | 1000 | mg/l | [6 empty] | 45 | °C | [8 empty] | 10 | m³/d
BARTON ON HUMBER STW | S01NCE23GEKA | Direction | Live | No | TEDI-0222-2022 | Bakkavor Bread (Barton Upon Humber) | Antelope Road | Barton Upon Humber | North Lincolnshire |  |  | DN18 5RT | 20/12/2022 | Used water arising from the production of bread and bread products. | Bakkavor Foods Limited | Firzroy Place, 5th Floor | 8 Mortimer Street | London |  |  | W1T 3JJ | the tap on the outfall prior to discharging to the public foul sewer | Antelope Road, Barton Upon Humber | TA0408022635 | TA0420622533 | [54 empty] | 3000 | mg/l | [16 empty] | 1 | mg/l | [36 empty] | 2.8 | l/s | [36 empty] | 250 | mg/l | [10 empty] | 10 | pH | 6 | pH | [18 empty] | 1000 | mg/l | [16 empty] | 43 | °C | [8 empty] | 100 | m³/d | [14 empty] | 1.5 | mg/l
BARTON ON HUMBER STW | S01A1077BAKA | Consent | Live | No | TECO-0222-2023 | Barton Upon Humber Service Station | A1077 Ferriby Road (A15 Junction) | Barton Upon Humber | North Lincolnshire |  |  | DN18 5LQ | 31/08/2023 | Used water, after passage via an interceptor, from the external washing of vehicles only. | Euro Garages Limited | Waterside Head Office | Haslingden Road, Guide | Blackburn | Lancashire |  | BB1 2FA | a point downstream of the silt traps and interceptor | Ferriby Road | TA0214721576 | TA0230821631 | [54 empty] | 2500 | mg/l | [54 empty] | 0.3 | l/s | [48 empty] | 11 | pH | 6 | pH | [18 empty] | 1000 | mg/l | [16 empty] | 43 | °C | [8 empty] | 4.13 | m³/d
BASILDON STW | S01ARGOSBSKA2 | Consent | Live | No | ACX 222 | Argos Ltd - Facilities Services Dept | Argos Distribution | Miles Gray Road | Pipps Hill Industrial Estate | Basildon, Essex |  | SS14 3FF | 25/03/2013 | Wastewater from boiler blowdown. | Argos Limited | 489 - 499 Avebury Boulevard | Milton Keynes | Buckinghamshire |  |  | MK9 2NW | at discharge point in Plant Room 2, prior to discharging to the public foul sewer | at Miles Gray Road, Basildon | TQ6988079010 | TQ6997092260 | [54 empty] | 2000 | mg/l | [54 empty] | 1 | l/s | [36 empty] | 250 | mg/l | [10 empty] | 12.5 | pH | 6 | pH | [18 empty] | 1000 | mg/l | [8 empty] | 1000 | mg/l | [6 empty] | 45 | °C | [8 empty] | 0.5 | m³/d
BASILDON STW | S01TNTBASIKA | Consent | Live | No | ACS 58 | TNT UK Limited | Hovefield Avenue | Burnt Mills Industrial Estate | Basildon | Essex |  | SS13 1EB | 06/08/2007 | Wastewater, after passage via an interceptor, from the external washing of vehicles. | TNT UK Limited | PO Box 99 | Railway Street | Ramsbottom | Lancashire |  | BL8 9BF | at a point after the interceptor | at Hovefield Avenue | TQ7459090800 | TQ7459090800 | [54 empty] | 2000 | mg/l | [54 empty] | 0.2 | l/s | [36 empty] | 250 | mg/l | [10 empty] | 11 | pH | 6 | pH | [18 empty] | 1000 | mg/l | [8 empty] | 1000 | mg/l | [6 empty] | 45 | °C | [8 empty] | 1 | m³/d
BASILDON STW | S01IPPBENTKA1 | Consent | Live | No | ACZ 393 | Integrated Pathology Partnerships Ltd | Hub Lab | Dobson House Bentalls | Basildon |  |  | SS14 3BY | 03/11/2015 | Used water arising from de-ionised water filter back washing. | Integrated Pathology Partnerships Limited | 4 Devonshire Street | London |  |  |  | W1W 5DT | at manhole in the centre of ground floor, Pathology Lab | at manhole 2201, Bentalls, Basildon | TQ7025190256 | TQ7028590269 | [54 empty] | 2000 | mg/l | [54 empty] | 1 | l/s | [48 empty] | 10 | pH | 6 | pH | [18 empty] | 1000 | mg/l | [16 empty] | 45 | °C | [8 empty] | 2 | m³/d
BASILDON STW | S01IPPBENTKA2 | Consent | Live | No | ACZ 394 | Pathology First | Dobson House | Bentalls | Basildon |  |  | SS14 3BY | 10/11/2015 | Used water arising from the industrial laboratory apparatus, washers and autoclaves. | IPP Facilities Limited | 4 Devonshire Street | London |  |  |  | W1W 5DT | at the manhole in the washing & autoclave area, ground floor laboratory | at manhole 2201, Bentalls, Basildon | TQ7023690266 | TQ7028590269 | [54 empty] | 2000 | mg/l | [54 empty] | 1 | l/s | [48 empty] | 10 | pH | 6 | pH | [18 empty] | 1000 | mg/l | [16 empty] | 45 | °C | [8 empty] | 0.5 | m³/d
BASILDON STW | S01LEECHAPKA1 | Consent | Live | No | ACZ 577 | Lee Chapel Primary School | The Knares | Basildon | Essex |  |  | SS16 5RU | 11/10/2016 | Used water from the filter backwashing process and periodic drain-down of swimming pool contents. | Lee Chapel Academy Trust | Lee Chapel Primary School | The Knares | Basildon | Essex |  | SS16 5RU | at discharge pipework from swimming pool backwash balance tank, adjacent to swimming pool | at the Knares, Basildon | TQ6963087949 | TQ6970787915 | [54 empty] | 1000 | mg/l | [10 empty] | 5 | mg/l | [42 empty] | 10 | l/s | [48 empty] | 10 | pH | 6 | pH | [18 empty] | 1000 | mg/l | [16 empty] | 45 | °C | [8 empty] | 12 | m³/d
BASILDON STW | S01BTUHNHSKAD | Consent | Live | No | ACY 89 | Basildon & Thurrock University Hospitals | NHS Foundation Trust | Basildon University Hospital | Nethermayne, Basildon | Essex |  | SS16 5NL | 23/08/2013 | Used water from water softeners & reversed osmosis. | Basildon & Thurrock University Hospitals NHS Foundation Trust | Basildon University Hospital | Nethermayne | Basildon | Essex |  | SS16 5NL | at outfall of the water treatment plant, prior to discharging to the public foul sewer | at Dry Street, Basildon | TQ7007087190 | TQ7035087180 | [54 empty] | 2000 | mg/l | [54 empty] | 1 | l/s | [36 empty] | 250 | mg/l | [10 empty] | 12.5 | pH | 6 | pH | [18 empty] | 1000 | mg/l | [8 empty] | 1000 | mg/l | [6 empty] | 45 | °C | [8 empty] | 10 | m³/d
BASILDON STW | S01BTUHNHSKAE | Consent | Live | No | ACY 90 | Basildon & Thurrock University Hospitals | NHS Foundation Trust | Basildon University Hospital | Nethermayne, Basildon | Essex |  | SS16 5NL | 23/08/2013 | Used water from water softeners & reversed osmosis. | Basildon & Thurrock University Hospitals NHS Foundation Trust | Basildon University Hospital | Nethermayne | Basildon | Essex |  | SS16 5NL | at outfall of the water treatment plant, prior to discharging to the public foul sewer | at Dry Street, Basildon | TQ7014087350 | TQ7035087180 | [54 empty] | 2000 | mg/l | [54 empty] | 1 | l/s | [36 empty] | 250 | mg/l | [10 empty] | 12.5 | pH | 6 | pH | [18 empty] | 1000 | mg/l | [8 empty] | 1000 | mg/l | [6 empty] | 45 | °C | [8 empty] | 10 | m³/d
BASILDON STW | S01BTUHNHSKAC | Consent | Live | No | ACY 88 | Basildon & Thurrock University Hospitals | NHS Foundation Trust | Basildon University Hospital | Nethermayne, Basildon | Essex |  | SS16 5NL | 23/08/2013 | Used water from water softeners & reversed osmosis. | Basildon & Thurrock University Hospitals NHS Foundation Trust | Basildon University Hospital | Nethermayne | Basildon | Essex |  | SS16 5NL | at outfall of the water treatment plant, prior to discharging to the public foul sewer | at Dry Street, Basildon | TQ7011087210 | TQ7035087180 | [54 empty] | 2000 | mg/l | [54 empty] | 1 | l/s | [36 empty] | 250 | mg/l | [10 empty] | 12.5 | pH | 6 | pH | [18 empty] | 1000 | mg/l | [8 empty] | 1000 | mg/l | [6 empty] | 45 | °C | [8 empty] | 10 | m³/d
BASILDON STW | S01BTUHNHSKAF | Consent | Live | No | ACY 91 | Basildon & Thurrock University Hospitals | NHS Foundation Trust | Basildon University Hospital | Nethermayme, Basildon | Essex |  | SS16 5NL | 23/08/2013 | Used water from the steam boiler system. | Basildon & Thurrock University Hospitals NHS Foundation Trust | Basildon University Hospital | Nethermayne | Basildon | Essex |  | SS16 5NL | at outfall of the boiler system, prior to discharging to the public foul sewer | at Dry Street, Basildon | TQ7021087340 | TQ7035087180 | [54 empty] | 2000 | mg/l | [54 empty] | 6 | l/s | [36 empty] | 250 | mg/l | [10 empty] | 12.5 | pH | 6 | pH | [18 empty] | 1000 | mg/l | [8 empty] | 1000 | mg/l | [6 empty] | 45 | °C | [8 empty] | 100 | m³/d
BASILDON STW | S01ECOINSUKA | Direction | Live | No | ADY 75 | EcoTherm Insulation (UK) Ltd | Harvey Road | Burnt Mills Industrial Estate | Basildon | Essex |  | SS13 1QJ | 01/09/2013 | Wastewater consisting of air compressor condensate | EcoTherm Insulation (UK) Ltd | Harvey Road | Burnt Mills Industrial Estate | Basildon | Essex |  | SS13 1QJ | at Manhole F04 behind the reception, prior to discharging to the public foul sewer | at Devereux Path, Basildon | TQ7383090240 | TQ7394089020 | [54 empty] | 2000 | mg/l | [54 empty] | 1 | l/s | [36 empty] | 250 | mg/l | [10 empty] | 12.5 | pH | 6 | pH | [18 empty] | 1000 | mg/l | [8 empty] | 1000 | mg/l | [6 empty] | 45 | °C | [8 empty] | 0.05 | m³/d
BASILDON STW | S01EASNATBKA | Direction | Live | No | ADU 73 | First Bus (South) Limited | Basildon Depot | Cherrydown | Basildon | Essex |  | SS16 5AG | 01/08/2009 | Wastewater arising from the external washing of vehicles, only after passage through an interceptor | Firstbus (South) Limited | 50 Eastbourne Terrace | Paddington | London |  |  | W2 6LX | after the interceptor and prior to discharging to the public foul sewer | at Cherrydown, Basildon | TQ7050088300 | TQ7050088300 | [54 empty] | 2000 | mg/l | [54 empty] | 0.75 | m³/hr | [36 empty] | 250 | mg/l | [10 empty] | 11 | pH | 6 | pH | [18 empty] | 1000 | mg/l | [8 empty] | 1000 | mg/l | [6 empty] | 45 | °C | [8 empty] | 6 | m³/d
BASILDON STW | S01SAVABASKA | Direction | Live | No | ADZ 249 | Asda Stores Ltd | Eastgate | Basildon | Essex |  |  | SS14 1AE | 01/02/2016 | Used water from automatic car wash. | Asda Stores Limited | Asda House | South Bank | Great Wilson Street | Leeds |  | LS11 5AD | at a point before entering the public foul sewer after passing through a suitably maintained interceptor | at Southernhay, Basildon | TQ7091388568 | TQ7088388587 | [54 empty] | 2500 | mg/l | [54 empty] | 0.3 | l/s | [48 empty] | 11 | pH | 6 | pH | [18 empty] | 1000 | mg/l | [16 empty] | 45 | °C | [8 empty] | 5 | m³/d
BASILDON STW | S01FORTUNEKA | Direction | Live | No | ADW 302 | Fortune Connect | Southend Arterial Road | Laindon | Basildon | Essex |  | SS15 6DH | 01/05/2012 | Wastewater from jet wash facility. | BP Oil UK Limited | Chertsey Road | Sudbury on Thames | Middlesex |  |  | TW16 7BP | at the outfall of the last stage of the interceptor on site, prior to discharge to the public foul sewer | at Southend Arterial Road, Basildon | TQ6790090000 | TQ6790090000 | [54 empty] | 2500 | mg/l | [54 empty] | 0.5 | m³/hr | [36 empty] | 250 | mg/l | [10 empty] | 11 | pH | 6 | pH | [18 empty] | 1000 | mg/l | [8 empty] | 1000 | mg/l | [6 empty] | 45 | °C | [8 empty] | 3 | m³/d
BASILDON STW | S01ASHTBASKA | Direction | Live | No | ADT 522 | Ashtead Plant Hire Co. Limited (A-Plant) | Courtauld Road | Burnt Mills Industrial Estate | Basildon | Essex |  | SS13 1RZ | 01/06/2009 | Wastewaters arising from the washdown of generator units, welfare units and vehicles. | Ashtead Plant Hire Co. Limited | Kings House | 36 - 37 King Street | London |  |  | EC2V 8BB | at the outlet from the interceptor prior to discharging to the public foul sewer | in Courtaulds Road, at the Lorry Park, Basildon | TQ7373090500 | TQ7372090480 | [54 empty] | 3500 | mg/l | [54 empty] | 0.5 | l/s | [36 empty] | 250 | mg/l | [10 empty] | 10 | pH | 6 | pH | [18 empty] | 750 | mg/l | [8 empty] | 1000 | mg/l | [6 empty] | 45 | °C | [8 empty] | 2 | m³/d
BASILDON STW | S01IMPCENTKA1 | Direction | Live | No | ADZ 462 | Imperium Centre Ltd | Gardeners Lane | South Basildon |  |  |  | SS14 3NY | 01/12/2015 | Used water arising from cooling system, and heat exchanger condensate and UV treated ice tanks. | Imperium Centre Limited | Milton Gate | 60 Chiswell Street | London |  |  | EC1Y 4SA | at combined tanks & domestic foul manhole, prior to connection to the foul sewer | at manhole 1406, within Imperium Centre curtilage, adjacent to Gardens Lane South | TQ7220590498 | TQ7217090495 | [54 empty] | 2000 | mg/l | [54 empty] | 1 | l/s | [48 empty] | 10 | pH | 6 | pH | [18 empty] | 1000 | mg/l | [16 empty] | 45 | °C | [8 empty] | 0.01 | m³/d
BASILDON STW | S01BPROUNDKA | Direction | Live | No | ADZ 515 | BP Oil UK Ltd | Basildon SF Connect Nethermayne (A176) | Basildon | Essex |  |  | SS16 5NN | 01/03/2016 | Used water arising from an automatic car wash, and a jet wash after passage through an interceptor. | BP Oil UK Limited | Chertsey Road | Sunbury-on-Thames | Middlesex |  |  | TW16 7BP | at a point prior to discharge into the public foul sewer | at Nethermayne (A176), Basildon | TQ7006088320 | TQ7005088390 | [54 empty] | 2500 | mg/l | [54 empty] | 0.5 | l/s | [48 empty] | 11 | pH | 6 | pH | [18 empty] | 1000 | mg/l | [16 empty] | 45 | °C | [8 empty] | 8 | m³/d
BASILDON STW | S01AMBASSAKA | Direction | Live | No | ADZ 514 | BP Oil UK Limited | East Mayne SF Connect | Basildon | Essex |  |  | SS13 1BW | 01/03/2016 | Used water arising from an automatic roll over wash, and jet wash facility. | BP Oil UK Limited | Chertsey Road | Sudbury on Thames | Middlesex |  |  | TW16 7BP | at a point prior to discharge into the public foul sewer | at East Mayne, Basildon | TQ7315090320 | TQ7315090320 | [54 empty] | 2500 | mg/l | [54 empty] | 0.5 | l/s | [48 empty] | 11 | pH | 6 | pH | [18 empty] | 1000 | mg/l | [16 empty] | 45 | °C | [8 empty] | 8 | m³/d
BASILDON STW | S01JOVIC KA | Direction | Live | No | ADU 50 | Jovic Plant Ltd | Harvey Road | Basildon | Essex |  |  | SS13 1DF | 01/07/2009 | Wastewaters arising from the external washing only of plant and machinery | Jovic Plant Limited | Harvey Road | Basildon | Essex |  |  | SS13 1DF | at a point after the interceptor and prior to discharging to the public foul sewer | Harvey Road, Basildon | TQ7404090350 | TQ7404090320 | [54 empty] | 1500 | mg/l | [54 empty] | 0.1 | m³/hr | [36 empty] | 250 | mg/l | [10 empty] | 10 | pH | 6 | pH | [18 empty] | 2500 | mg/l | [8 empty] | 1000 | mg/l | [6 empty] | 45 | °C | [8 empty] | 0.5 | m³/d
BASILDON STW | S01ARGOSBSKA | Direction | Live | No | ADX 489 | Argos Distribution | Miles Gray Road | Pipps Hill Industrial Estate | Basildon | Essex |  | SS14 3FF | 01/04/2013 | Wastewater arising from the external washing of vehicles using an automatic recycling vehicle wash after passage through an interceptor | Argos Limited | 489 - 499 Avebury Boulevard | Milton Keynes | Buckinghamshire |  |  | MK9 2NW | at the outfall from the interceptor situated after the recycling unit | at Miles Gray Road, Basildon | TQ7002089950 | TQ6997090260 | [54 empty] | 2500 | mg/l | [54 empty] | 3 | l/s | [36 empty] | 250 | mg/l | [10 empty] | 11 | pH | 6 | pH | [18 empty] | 1000 | mg/l | [8 empty] | 1000 | mg/l | [6 empty] | 45 | °C | [8 empty] | 3 | m³/d
BASILDON STW | S01IMOYARDKA | Direction | Live | No | ADW 85 | ARC Car Wash | Yardley Business Park | Miles Gray Road | Basildon | Essex |  | SS14 3BZ | 01/10/2011 | Wastewater arising from the external washing of vehicles, after passage through an interceptor. | Anduff Car Wash Limited | 35 - 37 Amersham Hill | High Wycombe | Buckinghamshire |  |  | HP13 6RZ | at manhole after passage through the interceptor, prior to discharge to the public foul sewer. | at Miles Gray Road, Basildon | TQ6949789905 | TQ6948389903 | [54 empty] | 2500 | mg/l | [54 empty] | 2 | m³/hr | [36 empty] | 250 | mg/l | [10 empty] | 11 | pH | 6 | pH | [18 empty] | 1000 | mg/l | [8 empty] | 1000 | mg/l | [6 empty] | 45 | °C | [8 empty] | 20 | m³/d
BASILDON STW | S01NGATEBAKA | Consent | Live | No | ACZ 93 | Northgate Vehicle Hire | Unit 15 | Bakers Court | Paycocke Road | Basildon |  | SS14 3EH | 28/07/2014 | Used water arising from external washing of commercial hire vehicles. | Northgate Vehicle Hire Limited | Norflex House | Allington Way | Darlington | Durham |  | DL1 4DY | at foul manhole after treatment in catchment pits, prior to discharge to public sewer. | at Paycocke Road | TQ7306890616 | TQ7307690723 | [54 empty] | 2500 | mg/l | [54 empty] | 1 | l/s | [36 empty] | 250 | mg/l | [10 empty] | 11 | pH | 6 | pH | [18 empty] | 1000 | mg/l | [8 empty] | 1000 | mg/l | [6 empty] | 45 | °C | [8 empty] | 2 | m³/d
BASILDON STW | S01LLOYDBAKA | Direction | Live | No | ADZ 502 | Festival Leisure Park | Pipps Hill Road South | Basildon, Essex |  |  |  | SS14 3WB | 01/03/2016 | Used waters arising from the back-wash operation of the swimming pool filter treatment plant, and periodic drain-down of pool contents. | David Lloyd Leisure Limited | The Hangar, Mosquito Way | Hatfield Business Park | Hatfield, Hertfordshire |  |  | AL10 9AX | at the inspection chamber outside of the plant room access, and prior to discharge to the foul sewer | at Waterfront Walk, Basildon | TQ7068090350 | TQ7064090360 | [54 empty] | 1000 | mg/l | [10 empty] | 5 | mg/l | [42 empty] | 4 | l/s | [48 empty] | 10 | pH | 6 | pH | [18 empty] | 1000 | mg/l | [16 empty] | 45 | °C | [8 empty] | 65 | m³/d
BASILDON STW | S015WAYBASKA | Direction | Live | No | ADZ 662 | Fiveways Municipal Vehicle Hire Limited | Fiveways House | Howard Chase | Pipps Hill Industrial Estate | Basildon |  | SS14 3BD | 01/08/2016 | Treated used water following settlement, arising from the external cleaning of municipal vehicles. | Fiveways Municipal Vehicle Hire Limited | 10-12 Mulberry Green | Old Harlow | Essex |  |  | CM17 0ET | at the manhole after the separator and prior to discharging to the public foul sewer | at Luckyn Lane, Basildon | TQ6999089880 | TQ6999089890 | [54 empty] | 2500 | mg/l | [54 empty] | 0.5 | l/s | [48 empty] | 10 | pH | 6 | pH | [18 empty] | 1000 | mg/l | [16 empty] | 45 | °C | [8 empty] | 8 | m³/d | [14 empty] | 5 | mg/l
BASILDON STW | S01WSHLDLLKA | Direction | Live | No | ADY 271 | Wash & Shine HCW Limited | C/O David Lloyd Leisure | Festival Leisure Park | off Cranes Farm Road | Basildon, Essex |  | SS14 3DG | 01/01/2014 | Used waters arising from the external washing of vehicles. | Wash & Shine HCW Limited | 65 Longbow | Sherwood Way ,Southend on Sea, Essex |  |  |  | SS2 4SU | at the outfall from the interceptor | at Waterfront Walk, Basildon | TQ7064090310 | TQ7064090240 | [54 empty] | 2500 | mg/l | [54 empty] | 1 | l/s | [36 empty] | 250 | mg/l | [10 empty] | 11 | pH | 6 | pH | [18 empty] | 1000 | mg/l | [8 empty] | 1000 | mg/l | [6 empty] | 45 | °C | [8 empty] | 2 | m³/d
BASILDON STW | S01BTUHNHSKAB | Consent | Live | No | ACY 87 | Basildon & Thurrock University Hospitals | NHS Foundation Trust | Basildon University Hospital | Nethermayne, Basildon |  |  | SS16 5NL | 23/08/2013 | Used water from endosocopy washers water treatment plant. | Basildon & Thurrock University Hospitals NHS Foundation Trust | Basildon University Hospital | Nethermayne | Basildon | Essex |  | SS16 5NL | at outfall of the treatment plant, prior to discharging to the public foul sewer | at Dry Street, Basildon | TQ7005087220 | TQ7035087180 | [54 empty] | 2000 | mg/l | [54 empty] | 0.5 | l/s | [36 empty] | 250 | mg/l | [10 empty] | 12.5 | pH | 6 | pH | [18 empty] | 1000 | mg/l | [8 empty] | 1000 | mg/l | [6 empty] | 45 | °C | [8 empty] | 2 | m³/d
BASILDON STW | S01SAFEKLEKA | Direction | Live | No | ADW 350 | Safety Kleen UK Ltd | Christy Way | Southfields Industrial Estate | Basildon | Essex |  | SS15 6TR | 01/06/2012 | Wastewater from vehicle wash unit. | Safety Kleen UK Limited | 2 Heath Road | Weybridge | Surrey |  |  | KT13 8AP | at the outfall of interceptor servicing the vehicle wash area, and prior to discharge to the public foul sewer | at Christy Way, Baildon | TQ6650089300 | TQ6650089300 | [54 empty] | 2500 | mg/l | [54 empty] | 0.5 | m³/hr | [36 empty] | 250 | mg/l | [10 empty] | 11 | pH | 6 | pH | [18 empty] | 1000 | mg/l | [8 empty] | 1000 | mg/l | [6 empty] | 45 | °C | [8 empty] | 2 | m³/d
BASILDON STW | S01COBULK KA | Direction | Live | No | ADZ 529 | Malthurst Petroleum Ltd (Laindon) | Southend Arterial Road | Laindon | Basildon |  |  | SS15 6DP | 01/04/2016 | Used waters arising from an automatic roll over wash facility, after passing through a suitably maintained interceptor. | Malthurst Petroleum Limited | Vincent House | 4 Grove Lane | Epping | Essex |  | CM16 4LH | at a point after interceptor, prior to discharging to the public foul sewer | at Arterial Road, Laindon. | TQ6784690028 | TQ6781590054 | [54 empty] | 2500 | mg/l | [54 empty] | 0.5 | l/s | [48 empty] | 11 | pH | 6 | pH | [18 empty] | 1000 | mg/l | [16 empty] | 45 | °C | [8 empty] | 8 | m³/d
BASILDON STW | S01TOOMEY KA | Direction | Live | No | TEDI-0074-2019 | Toomey Motor Group Limited | Service House | West Mayne | Basildon | Essex |  | SS15 6RW | 18/09/2019 | Used waters arising from the external washing of vehicles. | Toomey Motor Group Limited | Service House | West Mayne | Basildon | Essex |  | SS15 6RW | a point prior to discharging to the public foul sewer | Buxton Link, Basildon | TQ6631088930 | TQ6632088930 | [54 empty] | 2500 | mg/l | [54 empty] | 0.3 | l/s | [36 empty] | 250 | mg/l | [10 empty] | 11 | pH | 6 | pH | [18 empty] | 1000 | mg/l | [16 empty] | 45 | °C | [8 empty] | 5 | m³/d
BASILDON STW | S01BASCARWKA | Consent | Live | No | TECO-0157-2019 | Whitmore Way Service Station | Whitmore Way | Basildon | Essex |  |  | SS14 2NL | 17/01/2020 | Used water, after passage via a three stage interceptor, from the external washing of vehicles only. | Motor Fuel Limited | Gladstone Place | 36-38 Upper Marlborough Road | St Albans | Hertfordshire |  | AL1 3UU | the manhole after the car wash catch pit and silt trap prior to entering the foul sewer | the south corner of the site leading towards Havalon Close | TQ7163989417 | TQ7163889419 | [54 empty] | 2500 | mg/l | [54 empty] | 1 | l/s | [48 empty] | 11 | pH | 6 | pH | [18 empty] | 1000 | mg/l | [16 empty] | 45 | °C | [8 empty] | 7 | m³/d
BASILDON STW | S01WASTEAWKA | Consent | Live | No | TECO-0138-2020 | Waste-A-Way Recycling Limited | Burnt Mills Industrial estate | Swinborne Road | Basildon | Essex |  | SS13 1EF | 03/12/2020 | Used water, after passage via an interceptor, from the external washing of vehicles only. | Waste-A-Way Recycling Limited | Monometer House | Rectory Grove | Leigh On Sea | Essex |  | SS9 2HN | the final foul manhole in the yard, after the pump chamber | Swinborne Road | TQ7411590501 | TQ7418090472 | [54 empty] | 2500 | mg/l | [54 empty] | 5 | l/s | [48 empty] | 11 | pH | 6 | pH | [18 empty] | 1000 | mg/l | [16 empty] | 43 | °C | [8 empty] | 0.35 | m³/d
BASILDON STW | S01FORDTRAKA | Direction | Live | No | TEDI-0232-2020 | CNH Industrial N.V | Cranes Farm Road | Basildon | Essex |  |  | SS14 3AD | 11/01/2021 | Used water, after passage through a treatment plant, arising from (i) paint spray booth, (ii) engine dynamometer, (iii) surface water from oil farm bunds, (iv) floor scrubbing, (v) air compressor dryers, (vi) de-mineralised water regeneration liquors and (vii) the external washing of vehicles. | CNH Industrial N.V | 25 St James' Street | London |  |  |  | SW1A 1HA | the outfall on the side of the settlement tank interceptor, prior to discharging to the public foul sewer | manhole 8501, close to Endeavour Drive, Basildon | TQ7092190567 | TQ7090190572 | [54 empty] | 1000 | mg/l | [54 empty] | 36 | l/s | [48 empty] | 10 | pH | 6 | pH | [18 empty] | 200 | mg/l | [16 empty] | 43 | °C | [8 empty] | 80 | m³/d
BASILDON STW | S01BASFORDKA | Consent | Live | No | TECO-0058-2021 | Essex Ford | Dunton Ford Link | Laindon | Basildon | Essex |  | SS15 6GB | 17/03/2021 | Used water, after passage via an interceptor, from the external washing of vehicles only. | Allen Ford (UK) Ltd | Tachbrook Park Drive | Warwick | Warwickshire |  |  | CV34 6SY | a point following the interceptor prior to joining the site foul sewer line. | West Mayne | TQ6591189532 | TQ6587089501 | [54 empty] | 2500 | mg/l | [54 empty] | 0.083 | l/s | [48 empty] | 11 | pH | 6 | pH | [18 empty] | 1000 | mg/l | [16 empty] | 43 | °C | [8 empty] | 0.618 | m³/d
BASILDON STW | S01WOLLASTKA | Direction | Live | No | TEDI-0085-2021 | Gardner Aerospace - Basildon Limited | Units 7, 9 & 11 Wollaston Industrial Estate | Basildon | Essex |  |  | SS13 1DJ | 14/06/2021 | Used water comprising the following only: -rinsewater from a dye-based crack detection process -rinsewater from hydrofluoric process -rinsewater from chromic anodising, tartaric sulphuric anodising and chromate conversion coating process. | Gardner Aerospace - Basildon Limited | Unit 9 Victory Park | Victory Road | Derby |  |  | DE24 8ZF | the Unit 9 waste outlet | Wollaston Way | TQ7462090650 | TQ7462090670 | [54 empty] | 500 | mg/l | [12 empty] | 3 | mg/l | [40 empty] | 0.5 | l/s | [48 empty] | 10 | pH | 6 | pH | [18 empty] | 250 | mg/l | [16 empty] | 43 | °C | [8 empty] | 20 | m³/d
BASILDON STW | S01WCMINNHKA | Direction | Live | No | TEDI-0086-2021 | WCM Europe Limited | Innovation House | 1 Juniper West | Fenton Way | Basildon | Essex | SS15 6TD | 15/06/2021 | Used water arising from the cutting of aluminium material using water pressure. | WCM Europe Limited | Innovation House | 1 Juniper West | Fenton Way | Basildon | Essex | SS15 6TD | the outfall of the settlement tank, prior to discharge into the public foul sewer | Fenton Way | TQ6662889145 | TQ6659189166 | [22 empty] | 100 | mg/l | [30 empty] | 250 | mg/l | [54 empty] | 0.11 | l/s | [48 empty] | 10 | pH | 6 | pH | [18 empty] | 1000 | mg/l | [16 empty] | 43 | °C | [8 empty] | 1.5 | m³/d | [14 empty] | 5 | mg/l
BASILDON STW | S01QPPCOATKA | Direction | Live | No | TEDI-0130-2021 | Q.P.P. Limited | 33 Bowlers Croft | Basildon | Essex |  |  | SS14 3DZ | 16/08/2021 | Used water from an iron phosphating coating process only. | Q.P.P. Limited | 33 Bowlers Croft | Basildon | Essex |  |  | SS14 3DZ | the overflow weir from the final rinse tank prior to discharge into the foul sewer | Bowlers Croft, Basildon (near to manhole No. 5401) | TQ7251090550 | TQ7254190518 | [54 empty] | 100 | mg/l | [54 empty] | 0.1 | l/s | [48 empty] | 10 | pH | 6 | pH | [18 empty] | 100 | mg/l | [16 empty] | 43 | °C | [8 empty] | 1 | m³/d
BASILDON STW | S01WHITEYDKA | Direction | Live | No | TEDI-0201-2022 | Clearaway Recycling Limited | Whites Yard, Archers Field Close | Burnt Mills Industrial Estate | Basildon | Essex |  | SS13 1DN | 25/12/2022 | Contaminated surface water from waste transfer processes. | Clearaway Recycling Limited | Monometer House | Rectory Grove | Leigh-on-Sea | Essex |  | SS9 2HN | the manhole at the south end of the yard | the south end of the premises | TQ7339390312 | TQ7339390312 | [54 empty] | 2000 | mg/l | [54 empty] | 15 | l/s | [48 empty] | 10 | pH | 6 | pH | [18 empty] | 1000 | mg/l | [16 empty] | 43 | °C | [8 empty] | 35 | m³/d
BASILDON STW | S01GERALDMKA1 | Direction | Live | No | TEDI-0263-2022 | Gerald McDonald & Company Limited | Cranes Farm Road | Basildon | Essex |  |  | SS14 3GT | 12/03/2023 | Used water arising from the manufacture of fruit juices and flavouring, hygiene and associated laboratory processes; following pH correction. | Gerald McDonald & Company Limited | Cranes Farm Road | Basildon | Essex |  |  | SS14 3GT | the manhole adjacent to final pH correction tank, in the bike shed area of the car park | Cranes Farm Road | TQ7247490302 | TQ7248690295 | [54 empty] | 20000 | mg/l | [54 empty] | 4 | l/s | [48 empty] | 10 | pH | 6 | pH | [18 empty] | 1000 | mg/l | [16 empty] | 43 | °C | [8 empty] | 35 | m³/d | [14 empty] | 1.5 | mg/l
BASILDON STW | S01UNISCANKA | Direction | Live | No | TEDI-0291-2022 | Uniscan Limited | 38 Hornsby Square | Southfields Industrial Estate | Laindon | Basildon | Essex | SS15 6SD | 23/04/2023 | Used water arising from a non-solvent based degreasing process. | Uniscan Limited | 46 Victoria Road | Worthing | West Sussex |  |  | BN11 1XE | the outlet from the washing machine | Christy Way, Basildon | TQ6648089130 | TQ6648089130 | [54 empty] | 6000 | mg/l | [54 empty] | 1 | l/s | [36 empty] | 250 | mg/l | [10 empty] | 10 | pH | 6 | pH | [18 empty] | 1000 | mg/l | [16 empty] | 43 | °C | [8 empty] | 0.35 | m³/d | [14 empty] | 5 | mg/l
BASILDON STW | S01FORDRESKA1 | Consent | Live | Yes | TECO-0233-2022 | Ford Technologies Limited | Dunton Technical Centre | Laindon | Basildon | Essex |  | SS15 6EE | 08/02/2023 | Used water comprising combined flows from general laboratory processes, development and test facilities and cooling tower processes after pre-treatment. | Ford Technologies Limited | Dunton Technical Centre | Laindon | Basildon | Essex |  | SS15 6EE | the manhole downstream of the effluent treatment plant | Seax Way, Basildon | TQ6662289512 | TQ6655489372 | [54 empty] | 5000 | mg/l | [54 empty] | 3.3 | l/s | [20 empty] | 1500 | ng/l | [26 empty] | 10 | pH | 6 | pH | [18 empty] | 1000 | mg/l | [16 empty] | 43 | °C | [8 empty] | 150 | m³/d | [14 empty] | 1.5 | mg/l
BASILDON STW | S01FORDREDKA1 | Consent | Live | No | TECO-0252-2022 | Ford Technologies Limited | Dunton Technical Centre | Laindon, Basildon | Essex |  |  | SS15 6EE | 20/04/2023 | Combined discharge of boiler blowdown, cooling tower bleed and cleaning dumps, and car wash facilities. | Ford Technologies Limited | Dunton Technical Centre | Laindon, Basildon | Essex |  |  | SS15 6EE | the combined discharge point, prior to discharging to the public foul sewer | a point adjacent to the southern boundary of the site in Seax Way, Basildon | TQ6662189521 | TQ6660089370 | [54 empty] | 2000 | mg/l | [54 empty] | 1.9 | l/s | [48 empty] | 10 | pH | 6 | pH | [18 empty] | 1000 | mg/l | [16 empty] | 43 | °C | [8 empty] | 75 | m³/d
BASILDON STW | S01WOLLASTKA2 | Consent | Live | No | TECO-0114-2023 | Gardner Aerospace - Basildon Limited | Wollaston House | Wollaston Way | Basildon | Essex |  | SS13 1DJ | 09/05/2023 | Used water from the cleaning and quenching of metal components. | Gardner Aerospace - Basildon Limited | Unit 9 Victory Park | Victory Road | Derby |  |  | DE24 8ZF | the sample point on the outflow pipe of the tank | Wollaston Way, Basildon | TQ7468690485 | TQ7461590452 | [22 empty] | 100 | mg/l | [30 empty] | 600 | mg/l | [16 empty] | 3 | mg/l | [36 empty] | 0.1 | l/s | [48 empty] | 10 | pH | 6 | pH | [18 empty] | 1000 | mg/l | [16 empty] | 43 | °C | [8 empty] | 1.12 | m³/d
BASILDON STW | S01BASPOOLKA1 | Consent | Live | No | TECO-0117-2023 | Eversley Leisure Centre | Crest Avenue | Basildon | Essex |  |  | SS13 2EF | 02/06/2023 | Used water from the filter backwashing process and periodic drain-down of swimming pool contents. | Sports & Leisure Management Ltd T/A Everyone Active | 2 Watling Drive | Sketchley Meadows | Hinckley | Leicestershire |  | LE10 3EY | the sample point within the store room | manhole 5801 | TQ7459888818 | TQ7451988805 | [54 empty] | 1000 | mg/l | [10 empty] | 5 | mg/l | [42 empty] | 3.8 | l/s | [48 empty] | 10 | pH | 6 | pH | [18 empty] | 1000 | mg/l | [16 empty] | 43 | °C | [8 empty] | 34 | m³/d
BASILDON STW | S01FORDRECKA1 | Consent | Live | No | TECO-0251-2022 | Ford Technologies Limited | Dunton Technical Centre | Laindon | Basildon | Essex |  | SS15 6EE | 15/02/2023 | Used water discharge from Dyno cooling tower cleaning-dump. | Ford Technologies Limited | Dunton Technical Centre | Laindon | Basildon | Essex |  | SS15 6EE | the pipework within the building adjacent to the cooling tower | Seax Way, Basildon | TQ6665289606 | TQ6655489372 | [54 empty] | 2000 | mg/l | [54 empty] | 25 | l/s | [48 empty] | 10 | pH | 6 | pH | [18 empty] | 1000 | mg/l | [16 empty] | 43 | °C | [8 empty] | 1200 | m³/d
BASILDON STW | S01ACTION KA | Direction | Live | Yes | TEDI-0069-2023 | Action EPC Limited | Unit 14 Adams Business Centre | Cranes Farm Road | Basildon, Essex |  |  | SS14 3JF | 13/09/2023 | Used water comprising final rinse waters only from zinc electroplating, sulphuric acid anodising and chromate and chemical conversion. | Action EPC Limited | Unit 14 Adams Business Centre | Cranes Farm Road | Basildon, Essex |  |  | SS14 3JF | the point where the two streams of effluent meet and discharge, beneath the grate | Cranes Farm Road, Basildon | TQ7253090350 | TQ7253090350 | [48 empty] | 0.1 | mg/l |  |  |  |  | 250 | mg/l | [12 empty] | 5 | mg/l |  |  | 1 | mg/l | [36 empty] | 3 | l/s | [20 empty] | 1000 | ng/l | [10 empty] | 1.5 | mg/l | [14 empty] | 10 | pH | 6 | pH | [18 empty] | 250 | mg/l | [16 empty] | 43 | °C | [8 empty] | 65 | m³/d | [14 empty] | 5 | mg/l
BASILDON STW | S01BASPOOLKA2 | Consent | Live | No | TECO-0176-2023 | Basildon Sporting Village | Cranes Farm Road | Basildon | Essex |  |  | SS14 3GR | 01/08/2023 | Used water from the filter backwashing process and periodic drain-down of swimming pool contents. | Sports and Leisure Management Limited T/A Everyone Active | 2 Watling Drive | Sketchley Meadows | Hinckley | Leicestershire |  | LE10 3EY | the manhole outside the plant room | Cranes Farm Road | TQ6969089490 | TQ6968089624 | [54 empty] | 1000 | mg/l | [10 empty] | 5 | mg/l | [42 empty] | 1 | l/s | [48 empty] | 10 | pH | 6 | pH | [18 empty] | 1000 | mg/l | [16 empty] | 43 | °C | [8 empty] | 30 | m³/d
BASILDON STW | S01BASGAZZKA1 | Consent | Live | No | TECO-0289-2023 | Gazz-Matic International Limited | Rayridge House | Swinborne Road | Basildon | Essex |  | SS13 1EH | 10/01/2024 | Rinse waters only from zinc electroplating of component parts, with used waters from an RO plant. | Gazz-Matic International Limited | Rayridge House | Swinborne Road | Basildon | Essex |  | SS13 1EH | the outflow of the tank | Swinborne Road | TQ7424690450 | TQ7422990477 | [54 empty] | 2500 | mg/l | [12 empty] | 5 | mg/l | [40 empty] | 0.5 | l/s | [48 empty] | 10 | pH | 6 | pH | [18 empty] | 1000 | mg/l | [16 empty] | 43 | °C | [8 empty] | 4 | m³/d | [14 empty] | 5 | mg/l
BASILDON STW | S01PAFRAADKA | Direction | Live | No | TEDI-0166-2023 | Pafra Adhesives Limited | Bentalls | Pipps Hill Estate | Basildon | Essex |  | SS14 3BU | 01/11/2023 | Used water arising from the cleaning of containers, equipment and process plant used in the manufacture of water based adhesives. | Pafra Adhesives Limited | Pafra House | Bentalls | Basildon | Essex |  | SS14 3BU | the outflow from the storage tank in the PVA glue production area | Bentalls, Basildon | TQ7040090000 | TQ7034090050 | [54 empty] | 40000 | mg/l | [54 empty] | 1 | l/s | [48 empty] | 10 | pH | 6 | pH | [18 empty] | 20000 | mg/l | [16 empty] | 43 | °C | [8 empty] | 12 | m³/d
BASILDON STW | S01ALPHBASKA | TE agreement | Live | No | TEAG-0002-2024 | Alpheus Environmental Limited | Liquid Waste Treatment Centre | Basildon Water Recycling Centre | Courtauld Road, Basildon | Essex |  | SS13 1DB | 11/03/2025 | Effluent from the treatment of tankered liquid waste. | Alpheus Environmental Limited | Lancaster House | Lancaster Way | Ermine Business Park | Huntingdon | Cambridgeshire | PE29 6XU | The designated sample point on the outlet into the inlet of the Water Recycling Centre | The pipe laid into concrete within the inlet of the Water Recycling Centre | TQ7365390723 | TQ7380090700 |  |  | 50 | µg/l | [20 empty] | 750 | mg/l | 130 | kg/d |  |  | 0.3 | mg/l | 0.5 | µg/l |  |  |  |  | 3 | µg/l |  |  | 6.5 | mg/l |  |  |  |  | 50 | µg/l |  |  |  |  | 10000 | mg/l |  |  |  |  | 25000 | mg/l |  |  | 3000 | kg/d |  |  | 1 | mg/l |  |  | 2 | mg/l |  |  |  |  | 0.5 | mg/l | 0.5 | mg/l | [6 empty] | 0.2 | µg/l | 0.167 | µg/l |  |  |  |  | 20000 | µg/l | 0.058 | µg/l | [10 empty] | 11 | l/s |  |  |  |  | 65.7 | mg/l |  |  |  |  | 1 | mg/l |  |  | 0.5 | µg/l |  |  | 57 | µg/l | 0.9 | µg/l | [14 empty] | 1000 | mg/l | [10 empty] | 10 | pH | 5 | pH |  |  |  |  | 0.43 | mg/l |  |  | 60 | mg/l | [6 empty] | 0.5 | µg/l | 5000 | mg/l | [6 empty] | 400 | kg/d | 4000 | mg/l | 5 | mg/l |  |  |  |  | 43 | °C |  |  |  |  | 20 | µg/l |  |  | 260 | m³/d |  |  | 0.106 | µg/l | 0.5 | µg/l | [8 empty] | 5 | mg/l
BASILDON STW | S01BASMILKKA1 | Consent | Live | No | TECO-0052-2024 | Milk and More Fulfilment Centre | Times Square | Southernhay | Basildon | Essex |  | SS14 1DJ | 07/03/2024 | Used water, after passage via an interceptor, from the external washing of vehicles and hygiene activities within warehouse. | Moreco Group Limited T/A Milk and More | Second Floor Park View | Riverside Way | Camberley |  |  | GU15 3YL | the outflow of the interceptor | Times Square, Basildon | TQ7010488376 | TQ7013688409 | [54 empty] | 2500 | mg/l | [54 empty] | 0.5 | l/s | [48 empty] | 11 | pH | 6 | pH | [18 empty] | 1000 | mg/l | [16 empty] | 43 | °C | [8 empty] | 1 | m³/d
BASILDON STW | S01VEOLIABKA | Direction | Live | No | TEDI-0006-2024 | Veolia ES Cleanaway (UK) Limited | Archers Field | Basildon | Essex |  |  | SS13 1DL | 11/03/2024 | Used water consisting of contaminated rainwater and surface water run-off. | Veolia ES Cleanaway (UK) Limited | 8th Floor | 210 Pentonville Road | London |  |  | N1 9JY | the manhole in front of the weighbridge, prior to discharging into the public foul sewer. | Archers Field Road, Basildon | TQ7360090370 | TQ7359190391 | [54 empty] | 2000 | mg/l | [54 empty] | 0.5 | l/s | [48 empty] | 10 | pH | 6 | pH | [18 empty] | 1000 | mg/l | [16 empty] | 43 | °C | [8 empty] | 5 | m³/d
BASILDON STW | S01BASLDHLKA1 | Consent | Live | No | TECO-0217-2024 | DHL International (UK) Ltd | 1 Crompton Close | Basildon | Essex |  |  | SS14 3AY | 27/11/2024 | Used water, after passage via an interceptor, from the external washing of vehicles only. | DHL International (UK) Ltd | Southern Hub | 1 Horton Road, Colnbrook | Slough |  |  | SL3 0BB | the interceptor in the forecourt | Crompton Close, Basildon | TQ6969789793 | TQ6972089659 | [54 empty] | 2500 | mg/l | [54 empty] | 1 | l/s | [48 empty] | 11 | pH | 6 | pH | [18 empty] | 1000 | mg/l | [16 empty] | 43 | °C | [8 empty] | 7 | m³/d
BASILDON STW | S01JORDANRKA | Direction | Live | No | TEDI-0168-2024 | Jordan Reflectors Limited | 10 Seax Way | Southfields Industrial Park | Laindon | Essex |  | SS15 6SW | 12/01/2025 | Rinse waters only arising from the iron phosphate treatment of metallic materials. | Jordan Reflectors Limited | 10 Seax Way | Southfields Industrial Park | Laindon | Essex |  | SS15 6SW | the outfall from the Techno Wash machine | Fenton Way, Laindon | TQ6669089228 | TQ6666989184 | [54 empty] | 1000 | mg/l | [54 empty] | 1 | l/s | [48 empty] | 10 | pH | 6 | pH | [18 empty] | 1000 | mg/l | [16 empty] | 43 | °C | [8 empty] | 1.8 | m³/d
BASILDON STW | S01BASSCRAKA | Direction | Live | No | TEDI-0186-2024 | Benfleet Scrap Company Limited | Caxton House, Harvey Road | Basildon, Essex |  |  |  | SS13 1QJ | 29/01/2025 | Contaminated surface water run-off from a scrap metal site, and occasional vehicle and plant washing. | Benfleet Scrap Company Limited | Second Floor South, The Fitted Rigging House | Anchor Wharf, The Historic Dockyard | Chatham, Kent |  |  | ME4 4TZ | the outfall of the interceptor to the North of the premises | a point to the North of the premises adjacent to Courtauld Road | TQ7381490555 | TQ7382690572 | [54 empty] | 8000 | mg/l | [54 empty] | 2 | l/s | [48 empty] | 10 | pH | 6 | pH | [18 empty] | 1000 | mg/l | [16 empty] | 43 | °C | [8 empty] | 10 | m³/d | [14 empty] | 5 | mg/l
BASILDON STW | S01ENTERBAKA1 | Consent | Live | No | TECO-0006-2025 | Enterprise Rent-A-Car | U137 Enterprise Rent-A-Car | Artieral Road | Basildon, Essex |  |  | SS15 6DR | 24/01/2025 | Used water, after passage via an interceptor, from the external washing of vehicles only. | Enterprise Rent-A-Car UK Limited | Enterprise House | Vicarage Road | Egham, Surrey |  |  | TW20 9FB | the outflow of the interceptor | Kings Road, Basildon | TQ6776990134 | TQ6781390139 | [54 empty] | 2500 | mg/l | [54 empty] | 0.2 | l/s | [48 empty] | 11 | pH | 6 | pH | [18 empty] | 1000 | mg/l | [16 empty] | 43 | °C | [8 empty] | 2 | m³/d
BASILDON STW | S01DLGBASIKA1 | Consent | Live | No | TECO-0045-2025 | DLG Auto services | Yardley Business Park, | Luckyn Lane | Basildon, Essex |  |  | SS14 3BZ | 08/04/2025 | Used water, after passage via an interceptor, from the external washing of vehicles only. | UK Assistance Accident Repair Centres Limited | Churchill Court, | Westmoreland Road | Bromley, Kent |  |  | BR1 1DP | the separator within the car wash bay | Luckyn Lane, Basildon | TQ6964189870 | TQ6966289819 | [54 empty] | 2500 | mg/l | [54 empty] | 0.55 | l/s | [48 empty] | 11 | pH | 6 | pH | [18 empty] | 1000 | mg/l | [16 empty] | 43 | °C | [8 empty] | 2.5 | m³/d
BASILDON STW | S01BASWAVEKA1 | Consent | Live | No | TECO-0067-2025 | Waves Hand Car Wash | Tesco Supermarket | Mayflower Retail Park | Basildon |  |  | SS14 3HZ | 25/04/2025 | Used water, after passage via an interceptor, from the external washing of vehicles only. | Inout Carwash Ltd T/A Waves Hand Car Wash | 6 Deneway | Basildon |  |  |  | SS16 4TJ | the final stage of the interceptor before entering the store's private sewer | Mayflower retail park car park, off Gardiners Link | TQ7159090811 | TQ7171490916 | [54 empty] | 2500 | mg/l | [54 empty] | 0.5 | l/s | [48 empty] | 11 | pH | 6 | pH | [18 empty] | 1000 | mg/l | [16 empty] | 43 | °C | [8 empty] | 5 | m³/d
BASILDON STW | S01BARLRECKA1 | Consent | Live | No | TECO-0128-2025 | Basildon District Council | Barleylands Depot | Barleylands Road | Billericay | Essex |  | CM11 2UF | 06/08/2025 | The combined discharge from the catch pit comprising of the following only: Used water from contaminated surface water run-off and effluent from the dewatering of road gully detritus stockpile. | Basildon District Council | Basildon Centre | St Martins Square | Basildon | Essex |  | SS14 1DL | the manhole before the Zone 2 pump station | the West boundary of the site | TQ6928191665 | TQ6920791584 | [48 empty] | 0.012 | mg/l |  |  |  |  | 2000 | mg/l | [54 empty] | 0.5 | l/s |  |  |  |  | 20 | mg/l | [14 empty] | 28 | ng/l | [26 empty] | 10 | pH | 6 | pH | [18 empty] | 1000 | mg/l | [16 empty] | 43 | °C | [8 empty] | 14 | m³/d | [14 empty] | 3 | mg/l
BASILDON STW | S01BARLTRCKA1 | Consent | Live | No | TECO-0129-2025 | Basildon District Council | Barleylands Depot | Barleylands Road | Billericay | Essex |  | CM11 2UF | 08/08/2025 | Used waters arising from the washing of recycling centre dustcarts only. | Basildon District Council | Basildon Centre | St Martins Square | Basildon | Essex |  | SS14 1DL | the manhole on the grass verge to the East of the truck washes | the West boundary of the site | TQ6945291674 | TQ6920791584 | [54 empty] | 2000 | mg/l | [54 empty] | 1 | l/s | [48 empty] | 10 | pH | 6 | pH | [18 empty] | 1000 | mg/l | [16 empty] | 43 | °C | [8 empty] | 5 | m³/d
BASILDON STW | S01UBBCONSKA1 | Consent | Live | No | TECO-0170-2025 | UBB (Essex) Construction JV | Courtauld Close | Courtauld Road | Basildon | Essex |  | SS13 1FL | 22/09/2025 | Contaminated runoff and dewatering of excavations during demolition works, and discharge of stored water, after passing through suitable settlement apparatus. | Balfour Beatty Plc and FCC Environment Ltd T/A UBB (Essex) Construction JV | 3 Sidings Court | White Rose Way | Doncaster | Yorkshire |  | DN4 5NU | the manhole to the North of the site, next to the site office | Courtauld Road, Basildon | TQ7419890960 | TQ7415090620 | [24 empty] | 150 | mg/l | [28 empty] | 2500 | mg/l | [54 empty] | 3 | l/s | [48 empty] | 10 | pH | 6 | pH | [18 empty] | 1000 | mg/l |  |  |  |  | 1000 | mg/l | [10 empty] | 43 | °C | [8 empty] | 86 | m³/d
BASILDON STW | S01RAWLEYBKA | Direction | Live | No | TEDI-0144-2025 | Rawley Plant Ltd | Rawley House | Harvey Road | Burnt Mills Industrial Estate | Basildon | Essex | SS13 1RP | 25/11/2025 | Used water from the jet washing of portable temporary accommodation units and vehicles only. | Rawley Plant Ltd | Molineux House | Russell Gardens | Wickford | Essex |  | SS11 8QG | the settlement pit in the yard, prior to discharge to the public foul sewer | Harvey Road, Basildon | TQ7404590252 | TQ7401090310 | [54 empty] | 2500 | mg/l | [54 empty] | 0.2 | l/s | [48 empty] | 11 | pH | 6 | pH | [18 empty] | 1000 | mg/l | [16 empty] | 43 | °C | [8 empty] | 4 | m³/d | [14 empty] | 5 | mg/l
BASILDON STW | S01WAVEBASKA1 | Consent | Live | No | TECO-0035-2026 | Waves Hand Car Wash | Basildon 2 Tesco Store | Mandeville Way | Laindon | Basildon | Essex | SS15 6TJ | 17/02/2026 | Used water, after passage via an interceptor, from the external washing of vehicles only. | Superior Wash Limited T/A Waves Hand Car Wash | 2nd Floor College House | 17 King Edwards Road | Ruislip | London |  | HA4 7AE | a point after the last stage of the interceptor | the junction of Highview Avenue & Nottingham Way | TQ6640488202 | TQ6650488024 | [54 empty] | 2500 | mg/l | [54 empty] | 0.5 | l/s | [48 empty] | 11 | pH | 6 | pH | [18 empty] | 1000 | mg/l | [16 empty] | 43 | °C | [8 empty] | 5 | m³/d
BECCLES-MARSH LANE STW | S01KERAMAGKA0 | Consent | Live | No | ACQ 25 | Keramag Waveney Ltd | London Road | Beccles | Suffolk |  |  | NR34 8TS | 13/05/2005 | Wastewater from vehicle washing using a semi-automatic vehicle wash after passage through a three-stage interceptor. | Keramag Waveney Ltd | 30 Gordon Road | Lowestoft | Suffolk |  |  | NR32 1NP | in the final chamber of the interceptor (NGR TM4215 8847) | near manhole 1401 in London Road, Beccles | TM4218088470 | TM4218088470 | [54 empty] | 500 | mg/l | [54 empty] | 3.6 | l/s | [36 empty] | 250 | mg/l | [10 empty] | 10 | pH | 6 | pH | [18 empty] | 250 | mg/l | [8 empty] | 1000 | mg/l | [6 empty] | 45 | °C | [8 empty] | 8 | m³/d
BECCLES-MARSH LANE STW | S01BECMAILKA0 | Consent | Live | No | ACZ 351 | Beecles Delivery Office | Smallgate | Beccles |  |  |  | NR34 9AA | 25/08/2015 | Used water from the external washing of vehicles. | Royal Mail Group Limited | 100 Victoria Embankment | London |  |  |  | EC4Y 0HQ | at point on premises, prior to discharge to the public foul sewer | at Newgate Street | TM4226690359 | TM4229490357 | [54 empty] | 2500 | mg/l | [54 empty] | 0.2 | l/s | [48 empty] | 11 | pH | 6 | pH | [18 empty] | 1000 | mg/l | [16 empty] | 45 | °C | [8 empty] | 0.8 | m³/d
BECCLES-MARSH LANE STW | S01MHPLASTKA1 | Direction | Live | No | ADU 502 | M & H Plastics | London Road Industrial Estate | Beccles | Suffolk |  |  | NR34 8ST | 01/04/2010 | Wastewater from coolers and air conditioning. | Maynard & Harris Plastics | London Road Industrial Estate | Beccles | Suffolk |  |  | NR34 8ST | at a point within the premises | at London Road, Beccles | TM4232088260 | TM4220088350 | [54 empty] | 2000 | mg/l | [54 empty] | 1 | m³/hr | [36 empty] | 300 | mg/l | [10 empty] | 10 | pH | 6 | pH | [18 empty] | 1000 | mg/l | [8 empty] | 1000 | mg/l | [6 empty] | 45 | °C | [8 empty] | 1 | m³/d
BECCLES-MARSH LANE STW | S01SAFEWAYKA0 | Direction | Live | No | ADU 59 | Petrol Filling Station | George Westwood Way | Beccles | Suffolk |  |  | NR34 9EJ | 01/07/2009 | Wastewater, after passage via an interceptor, from the external washing of vehicles using a jet wash and automatic car wash only. | Wm Morrisons Supermarkets PLC | Hilmore House | Gain Lane | Bradford | West Yorkshire |  | BD3 7DL | at a point after passing through the interceptor | at Tower Road, Beecles | TM4240091200 | TM4240091200 | [54 empty] | 2000 | mg/l | [54 empty] | 1.5 | m³/hr | [36 empty] | 250 | mg/l | [10 empty] | 11 | pH | 6 | pH | [18 empty] | 1000 | mg/l | [8 empty] | 1000 | mg/l | [6 empty] | 45 | °C | [8 empty] | 10 | m³/d
BECCLES-MARSH LANE STW | S01HEARTSXKA1 | Direction | Live | No | ADU 07 | Gillingham Service Station | Gillingham | Beecles | Norfolk |  |  | NR34 0ED | 01/08/2009 | Wastewater from jet wash and automatic brush wash. | Malthouse Limited -T/AGillingham S/Station | Vincent House | 4 Grove Lane | Epping | Essex |  | CM16 4LH | at a point after the interceptor | at Gillingham via private sewer, and pumping station | TM4090092280 | TM4090092280 | [54 empty] | 2000 | mg/l | [54 empty] | 2 | m³/hr | [36 empty] | 250 | mg/l | [10 empty] | 10 | pH | 6 | pH | [18 empty] | 1000 | mg/l | [8 empty] | 1000 | mg/l | [6 empty] | 45 | °C | [8 empty] | 20 | m³/d
BECCLES-MARSH LANE STW | S01BECBPSSKA1 | Consent | Live | No | TECO-0061-2020 | Beccles Service Station | Gosford Road | Beccles | Suffolk |  |  | NR34 9QP | 09/06/2020 | Used water, after passage via an interceptor, from the external washing of vehicles only. | NTS Retail Ltd (Beccles Service Station) | 57 Blakes Avenue | New Malden | Surrey |  |  | KT3 6RF | the inspection chamber in front of the SW corner of the Service Station building, prior to discharging to the foul sewer | Gosfield Road, Beccles (MH 6200) | TM4266690251 | TM4262490259 | [54 empty] | 2500 | mg/l | [54 empty] | 0.3 | l/s | [48 empty] | 11 | pH | 6 | pH | [18 empty] | 1000 | mg/l | [16 empty] | 43 | °C | [8 empty] | 1 | m³/d
BECCLES-MARSH LANE STW | S01BECLIDOKA1 | Consent | Live | No | TECO-0111-2021 | Beccles Lido Limited | Puddingmoor | Beccles | Suffolk |  |  | NR34 9PL | 19/07/2021 | Used water from the filter backwashing process and periodic drain-down of swimming pool contents. | Beccles Lido Limited | 6 Cromwell Close | Beccles | Suffolk |  |  | NR34 9XE | a point after the filter backwash and prior to connection to the public foul sewer | Puddingmoor, Beccles | TM4195990380 | TM4196690384 | [54 empty] | 1000 | mg/l | [10 empty] | 5 | mg/l | [42 empty] | 10 | l/s | [48 empty] | 10 | pH | 6 | pH | [18 empty] | 1000 | mg/l | [16 empty] | 43 | °C | [8 empty] | 18 | m³/d
BECCLES-MARSH LANE STW | S01BECMHPSKA0 | Direction | Live | No | TEDI-0105-2022 | Maynard & Harris Plastics (M&H Plastics) | London Road | Beccles | Suffolk |  |  | NR34 8TS | 01/06/2022 | Used water from silk screen production. | Maynard & Harris Plastics | Sapphire House | Crown Way | Rushden | Northampton |  | NN10 6FB | the discharge point from the silk screen rinse area, prior to discharging to the public foul sewer | Wash Lane | TM4234688352 | TM4228088639 | [54 empty] | 500 | mg/l | [54 empty] | 25 | l/s | [48 empty] | 10 | pH | 6 | pH | [18 empty] | 500 | mg/l | [16 empty] | 43 | °C | [8 empty] | 0.2 | m³/d
BEDFORD STW | S011006463KA1 | Consent | Live | No | ACR 200 | ARC Carwash | 10 Kingsway | Bedford | Bedfordshire |  |  | MK42 9BA | 07/12/2006 | Wastewaters generated via automatic roll-over car wash facility. All Trade Effluent discharge to be passed to foul sewer via oil/water separation. | Anduff Carwash Ltd | 35-37 Amersham Hill | High Wycomebe | Buckinghamshire |  |  | HP13 6NU | at the designated sample point, prior to discharge into the public sewer | at Kingsway, Bedford | TL0503049200 | TL0497049230 | [54 empty] | 2000 | mg/l | [54 empty] | 2 | l/s | [36 empty] | 250 | mg/l | [10 empty] | 11 | pH | 6 | pH | [18 empty] | 1000 | mg/l | [8 empty] | 1000 | mg/l | [6 empty] | 45 | °C | [8 empty] | 12 | m³/d
BEDFORD STW | S011006484KA1 | Consent | Live | No | ACZ 100 | Bedford Hospital NHS Trust | South Wing | Kempston Road | Bedford |  |  | MK42 9DJ | 06/08/2014 | Used waters from boiler blowdown & water softener regeneration. | Bedford Hospital NHS Trust | South Wing | Kempston Road | Bedford |  |  | MK42 9DJ | at a discharge pipe in the plant room, prior to discharging to the public foul sewer. | at Endsleigh Road | TL0481248853 | TL0483848839 | [54 empty] | 2000 | mg/l | [54 empty] | 1 | l/s | [36 empty] | 250 | mg/l | [10 empty] | 12.5 | pH | 6 | pH | [18 empty] | 1000 | mg/l | [8 empty] | 1000 | mg/l | [6 empty] | 45 | °C | [8 empty] | 40 | m³/d
BEDFORD STW | S011006467KA1 | Consent | Live | No | ACS 212 | European Oat Millers Limited | Mile Road | Bedford |  |  |  | MK42 9TB | 07/03/2008 | Wastewater arising from the washing of milling associated equipment and boiler blowdown. | European Oat Millers Limited | Mile Road | Bedford |  |  |  | MK42 9TB | at the manhole marked F4 on the site plan | at Mile Road, Bedford | TL0588047920 | TL0586047840 | [54 empty] | 2000 | mg/l | [54 empty] | 1 | m³/hr | [36 empty] | 250 | mg/l | [10 empty] | 10 | pH | 6 | pH | [18 empty] | 1000 | mg/l | [8 empty] | 1000 | mg/l | [6 empty] | 45 | °C | [8 empty] | 4.8 | m³/d
BEDFORD STW | S011006490KA1 | Consent | Live | No | ACZ 338 | Marshall of Bedford (Landrover) | Riverfield Drive | Bedford | Bedfordshire |  |  | MK41 0SE | 20/08/2015 | Used water from the external washing of vehicles. | Marshall Motor Group Limited | Airport House | The Airport | Cambridge |  |  | CB5 8RY | at manhold 08 as shown on map | at Riverfield Drive | TL0799650606 | TL0806850580 | [54 empty] | 2500 | mg/l | [54 empty] | 0.2 | l/s | [48 empty] | 11 | pH | 6 | pH | [18 empty] | 1000 | mg/l | [16 empty] | 45 | °C | [8 empty] | 1.75 | m³/d
BEDFORD STW | S011006488KA1 | Consent | Live | No | ACZ 334 | Twinwoods Heat & Power Ltd | Building 16 | Twinwoods Business Park | Thurleigh Road | Milton Ernest |  | MK44 1FD | 28/07/2015 | Used water from boiler blowdown, reverse osmosis plant and turbine drains. | Twinwoods Heat & Power Limited | Colette House, 3rd Floor Colette House | 52-55 Picadilly | London |  |  | W1J 0DX | at discharge pipe from plant area, prior to discharge to the public foul sewer | at Douglas Road | TL0310575657 | TL0583353233 | [54 empty] | 2000 | mg/l | [54 empty] | 0.7 | l/s | [48 empty] | 12.5 | pH | 6 | pH | [18 empty] | 1000 | mg/l | [16 empty] | 45 | °C | [8 empty] | 45 | m³/d
BEDFORD STW | S011006449KA1 | Consent | Live | No | ACP 133 | Fitness First | Aspects Leisure Park | Bedford |  |  |  | MK41 9LN | 12/11/2004 | Wastewater from filter backwashing operation and periodic emptying of pool contents. | Fitness First Clubs Limited | 58 Fleets Lane | Poole | Dorset |  |  | BH15 3BT | Not specified | a point on the gravity sewer leading to Bedford wastewater treatment works. | TL0655049440 | TL0655049440 | [54 empty] | 500 | mg/l | [54 empty] | 23 | l/s | [48 empty] | 10 | pH | 6 | pH | [18 empty] | 800 | mg/l | [8 empty] | 1000 | mg/l | [6 empty] | 45 | °C | [8 empty] | 14 | m³/d
BEDFORD STW | S011006486KA1 | Consent | Live | No | ACZ 221 | J Sainsburys PLC | Marsh Leys Business Park | Woburn Road | Kempston | Bedford |  | MK43 9AA | 19/02/2015 | Used waters from the external jet washing of vehicles and contaminated surface run off, after passage through an interceptor. | J Sainsburys PLC | 33 Holborn | London |  |  |  | EC1N 2HT | at discharge pipe from interceptor | at Southern Orbital Main sewer | TL0241445615 | TL0256446246 | [54 empty] | 2500 | mg/l | [54 empty] | 1 | l/s | [48 empty] | 11 | pH | 6 | pH | [18 empty] | 1000 | mg/l | [8 empty] | 1000 | mg/l | [6 empty] | 45 | °C | [8 empty] | 5 | m³/d
BEDFORD STW | S011006493KA1 | Consent | Live | No | ACZ 407 | Dairy Crest Bedford | 326 Ampthill Road | Bedford |  |  |  | MK42 9QT | 07/12/2015 | Used water, after passage through an interceptor, from the external washing of vehicles. | Dairy Crest Limited | Claygate House | Littleworth Road | Esher | Surrey |  | KT10 9PN | at the discharge pipe after the interceptor | at Ampthill Road | TL0446347559 | TL0439447560 | [54 empty] | 2500 | mg/l | [54 empty] | 1.75 | l/s | [48 empty] | 11 | pH | 6 | pH | [18 empty] | 1000 | mg/l | [16 empty] | 45 | °C | [8 empty] | 1 | m³/d
BEDFORD STW | S01SAQIBHUKA | Consent | Live | No | ACY 142 | Rainbow Hand Car Wash | Car Park | Norse Road | Bedford |  |  | MK41 0QN | 04/11/2013 | Used water arising from the external hand washing of vehicles | Saqib Hussain - T/A Rainbow Hand Car Wash | 4 Lidsey Road | Banbury | Oxford |  |  | OX16 0ND | at wash bay, prior to discharging to the public foul sewer | at Norse Road, Bedford | TL0873051300 | TL0875051310 | [54 empty] | 2500 | mg/l | [54 empty] | 1 | m³/hr | [36 empty] | 250 | mg/l | [10 empty] | 11 | pH | 6 | pH | [18 empty] | 1000 | mg/l | [8 empty] | 1000 | mg/l | [6 empty] | 45 | °C | [8 empty] | 5 | m³/d
BEDFORD STW | S011006499KA1 | Consent | Live | No | ACZ 537 | Towers Health & Racquets Club | Clapham Road | Bedford |  |  |  | MK41 6EN | 28/07/2016 | Used water from the backwashing of swimming pool filters, and the periodic drain down of pool contents. | Club Towers Limited | St James House | 65 Mere Green Road | Four Oaks | Sutton Coldfield, W Midlands |  | B75 5BY | at discharge pipe from plant room | at a point North of BEDASP | TL0338451244 | TL0369951284 | [54 empty] | 1000 | mg/l | [10 empty] | 5 | mg/l | [42 empty] | 5 | l/s | [48 empty] | 10 | pH | 6 | pH | [18 empty] | 1000 | mg/l | [16 empty] | 45 | °C | [8 empty] | 7.5 | m³/d
BEDFORD STW | S01SELWBEDKA | Consent | Live | No | ACY 185 | Selwood Limited | Unit 3, 1 Hammond Road | Elms Farm Industrial Estate | Bedford, Bedfordshire |  |  | MK41 0RG | 15/01/2014 | Used water from the external washdown of plant and pumps | Selwood Ltd | Bournemouth Road | Chandlers Ford | Eastleigh | Hampshire |  | SO53 3ZL | after the wash bay interceptor, prior to discharging to the public foul sewer | at Hammond Road, Bedford | TL0845151564 | TL0840551575 | [54 empty] | 2500 | mg/l | [54 empty] | 1 | m³/hr | [36 empty] | 250 | mg/l | [10 empty] | 11 | pH | 6 | pH | [18 empty] | 1000 | mg/l | [8 empty] | 1000 | mg/l | [6 empty] | 45 | °C | [8 empty] | 2 | m³/d
BEDFORD STW | S01WMMORRIKA | Consent | Live | No | ACY 18 | Wm. Morrisons Supermarkets PLC | Ampthill Road | Bedford |  |  |  | MK42 9JP | 07/05/2013 | Wastewaters arising from the external washing of vehicles only. | Wm. Morrisons Supermarkets PLC | Hilmore House | Gain Lane | Bradford | West Yorkshire |  | BD3 7DL | at a point after the petrol station wash bay interceptor and prior to discharging to the public foul sewer | at Ampthill Road, Bedford | TL0461048420 | TL0470048420 | [54 empty] | 2500 | mg/l | [54 empty] | 0.05 | l/s | [36 empty] | 250 | mg/l | [10 empty] | 11 | pH | 6 | pH | [18 empty] | 1000 | mg/l | [8 empty] | 1000 | mg/l | [6 empty] | 45 | °C | [8 empty] | 3 | m³/d
BEDFORD STW | S011006469KA1 | Consent | Live | No | ACT 13 | Enterprise Rent-a-Car | 25 Caxton Road | Elm Farm Industrial Estate | Bedford |  |  | M41 0LF | 02/05/2008 | Wastewaters from the external washing of vehicles | Enterprise Rent-a-Car UK Ltd (U7 Group) | Enterprise House | Delta Way | Egham |  |  | TW20 8RX | at the manhole in the washdown area prior to discharging to the public foul sewer | Sergeants Way, Bedford | TL0827050900 | TL0831050910 | [54 empty] | 2000 | mg/l | [54 empty] | 1 | m³/hr | [36 empty] | 250 | mg/l | [10 empty] | 10 | pH | 6 | pH | [18 empty] | 1000 | mg/l | [8 empty] | 1000 | mg/l | [6 empty] | 45 | °C | [8 empty] | 1.5 | m³/d
BEDFORD STW | S011006480KA1 | Consent | Live | No | ACW 32 | Elstow Landfill Site | Wilstead Road | Elstow | Bedford |  |  | MK42 9YU | 28/06/2011 | Treated leachate emanating from Elstow Landfill Site and any additional treated tankered leachates emanating from other sources provided such additional sources have been authorised in writing by Anglian Water prior to their discharge after having satisfied the impact assessment process referred to in the "Notification of Change of process" procedure contained in Appendix II of this Direction. | Bedford Borough Council | Borough Hall, Cauldwell Street | Bedford |  |  |  | MK42 9AP | at a point after the treatment plant prior to discharging to the public foul sewer | at Wilstead Road, Elstow | TL0465046110 | TL0487046080 | [22 empty] | 3 | mg/l | 100 | mg/l |  |  |  |  | 0.5 | mg/l | [22 empty] | 2000 | mg/l |  |  |  |  | 2000 | mg/l | [6 empty] | 5 | mg/l | [40 empty] | 6.25 | m³/hr |  |  |  |  | 50 | mg/l |  |  |  |  | 3 | mg/l | [6 empty] | 5 | µg/l | [12 empty] | 3 | mg/l |  |  | 250 | mg/l | [10 empty] | 10 | pH | 6 | pH | [8 empty] | 20 | mg/l | 4 | µg/l | [6 empty] | 500 | mg/l | [8 empty] | 1000 | mg/l | [6 empty] | 45 | °C | [8 empty] | 100 | m³/d | 800 | mg/l | [12 empty] | 5 | mg/l
BEDFORD STW | S011006159KA1 | Direction | Live | No | ADU 56 | Stagecoach East | St. Johns Street Depot | St. Johns Street | Bedford |  |  | MK42 0DJ | 01/07/2009 | Wastewater from the external washing of vehicles only. | United Counties Omnibus Company Limited | Daw Bank | Stockport | Cheshire |  |  | SK3 0DU | at the end of the chamber of the 3 stage interceptor | at St Johns Street, Bedford | TL0533049010 | TL0528048980 | [54 empty] | 2000 | mg/l | [54 empty] | 2 | m³/hr | [36 empty] | 250 | mg/l | [10 empty] | 11 | pH | 6 | pH | [18 empty] | 1000 | mg/l | [8 empty] | 1000 | mg/l | [6 empty] | 45 | °C | [8 empty] | 10 | m³/d
BEDFORD STW | S011006403KA1 | Direction | Live | No | ADV 209 | Sainsburys Filling Station | 90 Clapham Road | Bedford | Bedfordshire |  |  | MK41 7PJ | 01/01/2011 | Wastewater from the external washing of vehicles only, after passage through an interceptor. | Sainsburys Supermarket Limited | 33 Holborn | London |  |  |  | EC1N 2HT | at a point prior to discharge to the public foul sewer | at Clapham Road, Bedford | TL0375050760 | TL0394050770 | [54 empty] | 2000 | mg/l | [54 empty] | 2 | m³/hr | [36 empty] | 250 | mg/l | [10 empty] | 11 | pH | 6 | pH | [18 empty] | 1000 | mg/l | [8 empty] | 1000 | mg/l | [6 empty] | 45 | °C | [8 empty] | 6 | m³/d
BEDFORD STW | S011006430KA1 | Direction | Live | No | ADV 256 | Kempston Launderette | 42 - 44 High Street | Kempston | Bedford | Bedfordshire |  | MK42 7AL | 01/01/2011 | Wastewaters arising from the washing of textiles in a launderette. | Mr R Parrott - T/A Kempston Launderette | 42 - 44 High Street | Kempston | Bedford | Bedfordshire |  | MK42 7AL | at a point prior to discharge to the public foul sewer | at High Street, Kempston | TL0290047700 | TL0260047040 | [54 empty] | 3000 | mg/l | [54 empty] | 2 | m³/hr | [36 empty] | 250 | mg/l | [10 empty] | 11 | pH | 6 | pH | [18 empty] | 1000 | mg/l | [8 empty] | 1000 | mg/l | [6 empty] | 45 | °C | [8 empty] | 10 | m³/d
BEDFORD STW | S011006145KA1 | Direction | Live | No | ADU 242 | H A Boyse & Sons | Plot 4 | Singer Way | Kempston | Bedfordshire |  | MK42 7AW | 01/11/2009 | Wastewater from the external jet washing of lorries and trailers only. | Nick Boyse , Sarah Jewers & Jane Boyse | T/A H A Boyse & Sons | Unit 4 Singer Way | Woburn Road Industrial Estate | Kempston, Bedford |  | MK42 7AW | at the end of the champer, via the public foul sewer | at Singer Way, Kempston | TL0276046380 | TL0279040340 | [54 empty] | 2000 | mg/l | [54 empty] | 1 | m³/hr | [36 empty] | 250 | mg/l | [10 empty] | 11 | pH | 6 | pH | [18 empty] | 1000 | mg/l | [8 empty] | 1000 | mg/l | [6 empty] | 45 | °C | [8 empty] | 1 | m³/d
BEDFORD STW | S011006412KA1 | Direction | Live | No | ADV 200 | Kempston Swimming Pool | 288 Hillgrounds Road | Kempston | Bedford |  |  | MK42 8SZ | 01/12/2010 | Wastewater from the backwashing of swimming pool filters & the periodic emptying of swimming pool. | DSD Leisure (Bedford Borough Council) | 119 Barkers Lane | Bedford |  |  |  | MK41 9RR | at a point after the swimming pool filtration system, prior to discharge to the public foul sewer. | at Hillgrounds Road, Kempston | TL0375048750 | TL0354085780 | [54 empty] | 1000 | mg/l | [10 empty] | 5 | mg/l | [42 empty] | 5 | m³/hr | [36 empty] | 250 | mg/l | [10 empty] | 10 | pH | 6 | pH | [18 empty] | 500 | mg/l | [8 empty] | 1000 | mg/l | [6 empty] | 45 | °C | [8 empty] | 15 | m³/d
BEDFORD STW | S011006411KA1 | Direction | Live | No | ADV 199 | Oasis Beach Pool | Cardington Road | Bedford |  |  |  | MK42 0BZ | 01/12/2010 | Wastewater from the backwashing of swimming pool filters and the periodic emptying of swimming pool contents. | DSD Leisure (Bedford Borough Council) | 119 Barkers Lane | Bedford |  |  |  | MK41 9RR | at a point after the swimming pool filtration system, prior to discharge to the public foul sewer | at Cardington Road, Bedford | TL0627049140 | TL0607048930 | [54 empty] | 1000 | mg/l | [10 empty] | 5 | mg/l | [42 empty] | 5 | m³/hr | [36 empty] | 250 | mg/l | [10 empty] | 10 | pH | 6 | pH | [18 empty] | 500 | mg/l | [8 empty] | 1000 | mg/l | [6 empty] | 45 | °C | [8 empty] | 15 | m³/d
BEDFORD STW | S0110061D3KA1 | Direction | Live | No | ADV 136 | Tesco Petrol Filling Station | Cardington Road | Bedford | Bedfordshire |  |  | MK42 0BG | 01/10/2010 | Wastewater from the external washing of vehicles only. | Tesco Stores Limited | Tesco House | Delamare Rod | Cheshunt | Hertfordshire |  | EN8 9SL | at the discharge from the final chamber of the interceptor, prior to discharging to the public foul sewer. | at Cardington Road, Bedford | TL0630048820 | TL0620049000 | [54 empty] | 2000 | mg/l | [54 empty] | 1 | m³/hr | [36 empty] | 250 | mg/l | [10 empty] | 11 | pH | 6 | pH | [18 empty] | 1000 | mg/l | [8 empty] | 1000 | mg/l | [6 empty] | 45 | °C | [8 empty] | 4 | m³/d
BEDFORD STW | S011006440KA1 | Direction | Live | No | ADZ 758 | Vindis Bedford Audi | Progress Park | Elstow | Bedford |  |  | MK42 9XE | 01/10/2016 | Used waters from the external washing of vehicles. | Vindis Group Limited | Vindis House | Washingley Road | Huntingdon | Cambridgeshire |  | PE29 6WP | at a suitable point prior to discharge to the public foul sewer | at a poiint onf the A6 at Elstow | TL0430046900 | TL0430046900 | [54 empty] | 2500 | mg/l | [54 empty] | 0.5 | l/s | [48 empty] | 11 | pH | 6 | pH | [18 empty] | 1000 | mg/l | [16 empty] | 45 | °C | [8 empty] | 10 | m³/d
BEDFORD STW | S011006424KA1 | Direction | Live | No | ADV 251 | Royal Mail | Ford End Road | Bedford |  |  |  | MK40 1AA | 01/12/2010 | Wastewater from the external washing of vehicles only. | Royal Mail Group Limited | 100 Victoria Embankment | London |  |  |  | EC4Y 0HQ | at a point prior to discharge into the public foul sewer | at Prebend Street, Bedford | TL0449049490 | TL0440049620 | [54 empty] | 2500 | mg/l | [54 empty] | 3 | m³/hr | [36 empty] | 250 | mg/l | [10 empty] | 11 | pH | 6 | pH | [18 empty] | 1000 | mg/l | [8 empty] | 1000 | mg/l | [6 empty] | 45 | °C | [8 empty] | 18 | m³/d
BEDFORD STW | S011006415KA1 | Direction | Live | No | ADV 221 | Bells Motor Group Ltd | Riverfield Drive | Goldington Road | Bedford |  |  | MK41 0SA | 01/01/2011 | Wastewater from the external washing of vehicles only. | Bells Motor Group Limited | Bedford Road | Northampton |  |  |  | NN1 5NT | at a point prior to discharge to the public foul sewer | at Riverfield Drive, Bedford | TL0785050300 | TL0796050360 | [54 empty] | 2500 | mg/l | [54 empty] | 1 | m³/hr | [36 empty] | 250 | mg/l | [10 empty] | 11 | pH | 6 | pH | [18 empty] | 1000 | mg/l | [8 empty] | 1000 | mg/l | [6 empty] | 45 | °C | [8 empty] | 5 | m³/d
BEDFORD STW | S0110061C4KA1 | Direction | Live | No | ADT 250 | Cedar Coaches Limited | Arkwright Road | Bedford | Bedfordshire |  |  | MK42 0LE | 01/12/2008 | Wastewaters arising from the external washing of vehicles after passage through an interceptor | Cedar Coaches Limited | Arkwright Road | Bedford | Bedfordshire |  |  | MK42 0LE | at a point prior to discharging to the public foul sewer | Arkwright Road, Bedford | TL0715048220 | TL0718048230 | [54 empty] | 2000 | mg/l | [54 empty] | 2 | m³/hr | [36 empty] | 250 | mg/l | [10 empty] | 11 | pH | 6 | pH | [18 empty] | 1000 | mg/l | [8 empty] | 1000 | mg/l | [6 empty] | 45 | °C | [8 empty] | 10 | m³/d
BEDFORD STW | S011006256KA1 | Direction | Live | No | ADT 420 | The Launderette | 48 Garfield Street | Bedford | Bedfordshire |  |  | MK43 7RW | 01/06/2009 | Wastewaters from the laundering of clothes and fabric | Roy Gray | 48 Garfield Street | Bedford | Bedfordshire |  |  | MK43 7RW | ata point at the rear of th premises prior to discharging to the public foul sewer | Garfield Street, Bedford | TL1461050620 | TL0462050620 | [54 empty] | 2000 | mg/l | [54 empty] | 2 | m³/hr | [36 empty] | 100 | mg/l | [10 empty] | 11 | pH | 6 | pH | [18 empty] | 50 | mg/l | [8 empty] | 100 | mg/l | [6 empty] | 45 | °C | [8 empty] | 15 | m³/d
BEDFORD STW | S011006455KA1 | Consent | Live | No | ACQ 185 | British Car Auctions Limited | Coronation Business Park | Kiln Road | Kempston Hardwick | Bedford |  | MK43 9PR | 04/01/2006 | Wastewaters generated from washing vehicles using a jet-wash facility. All trade effluent to be discharged via a recycling/interceptor plant prior to discharge into the public foul sewer. | British Car Auctions Limited | Expedier House | Portsmouth Road | Hindhead | Surrey |  | GU26 6TJ | at a point prior to discharge into the public foul sewer | at manhole 2201 at Thickthorn Lane (TL04244323) | TL0424043230 | TL0424043230 | [54 empty] | 2000 | mg/l | [54 empty] | 0.4 | l/s | [36 empty] | 100 | mg/l | [10 empty] | 10 | pH | 6 | pH | [18 empty] | 1000 | mg/l | [8 empty] | 1000 | mg/l | [6 empty] | 45 | °C | [8 empty] | 3 | m³/d
BEDFORD STW | S0110061D0KA1 | Direction | Live | No | ADV 61 | Safety -Kleen UK Ltd | Unit 9 -10 | Arkwright Industrial Estate | Cambridge Road | Bedford, Bedfordshire |  | MK42 0LQ | 01/08/2010 | Wastewater from the external washing of vehicles. | Safety-Kleen UK Limited | 2 Heath Road | Weybridge | Surrey |  |  | KT13 8AP | at a point prior to discharging to the public foul sewer | at Arkwright Road, Bedford, (via the Industrial Estate private pumping station) | TL0723084290 | TL0718084050 | [54 empty] | 2000 | mg/l | [54 empty] | 3 | m³/hr | [36 empty] | 250 | mg/l | [10 empty] | 11 | pH | 6 | pH | [18 empty] | 1000 | mg/l | [8 empty] | 1000 | mg/l | [6 empty] | 45 | °C | [8 empty] | 10 | m³/d
BEDFORD STW | S0110061C2KA1 | Direction | Live | No | ADT 377 | The Service Station | 47 High Street | Kempston | Bedfordshire |  |  | MK42 7BT | 01/05/2009 | Wastewaters generated during the external washing of vehicles only | The Occupier | The Service Station | 47 High Street | Kempston | Bedfordshire |  | MK42 7BT | at a point prior to discharging to the public foul sewer | High Street, Kempston | TL0266047410 | TL0264047420 | [54 empty] | 2000 | mg/l | [54 empty] | 2 | m³/hr | [36 empty] | 250 | mg/l | [10 empty] | 10 | pH | 6 | pH | [18 empty] | 1000 | mg/l | [8 empty] | 1000 | mg/l | [6 empty] | 45 | °C | [8 empty] | 10 | m³/d
BEDFORD STW | S011006161KA1 | Direction | Live | No | ADT 418 | Cleanwash Launderette | 57 Tavistock Street | Bedford | Bedfordshire |  |  | MK40 2RF | 01/10/2009 | Wastewaters arising from the laundering of clothes and fabric | Dilshad Miah | 22 Woburn Road | Bedford | Bedfordshire |  |  | MK40 1EG | at a point in the rear of premises prior to discharging to the public foul sewer | Queens Street, Bedford | TL0476050270 | TL0478050270 | [54 empty] | 2000 | mg/l | [54 empty] | 2.5 | m³/hr | [36 empty] | 100 | mg/l | [10 empty] | 11 | pH | 6 | pH | [18 empty] | 500 | mg/l | [8 empty] | 1000 | mg/l | [6 empty] | 45 | °C | [8 empty] | 20 | m³/d
BEDFORD STW | S011006483KA1 | Consent | Live | No | ACZ 99 | Bedford Hpspital NHS Trust | South Wing | Kempston Road | Bedford |  |  | MK42 9DJ | 06/08/2014 | Used waters from water treatment plant and equipment washing. | Bedford Hpspital NHS Trust | South Wing | Kempston Road | Bedford |  |  | MK42 9DJ | at a discharge pipe in the plant room, prior to discharging to the public foul sewer. | at Victoria Road | TL0460448758 | TL0458948733 | [54 empty] | 2000 | mg/l | [54 empty] | 5 | l/s | [36 empty] | 250 | mg/l | [10 empty] | 12.5 | pH | 6 | pH | [18 empty] | 1000 | mg/l | [8 empty] | 1000 | mg/l | [6 empty] | 45 | °C | [8 empty] | 40 | m³/d
BEDFORD STW | S011006150KA1 | Direction | Live | No | ADT 422 | Castle Launderette | 129 Castle Road | Bedford | Bedfordshire |  |  | MK40 3RF | 01/06/2009 | Wastewaters arising from the laundering of fabric and clothes | Graham F Williams | 19 The Hill | Blunham | Bedfordshire |  |  | MK44 3NG | the manhole at the rear of the premises | in Castle Road, Bedford | TL0596049870 | TL0596049890 | [54 empty] | 2000 | mg/l | [54 empty] | 2.5 | m³/hr | [36 empty] | 100 | mg/l | [10 empty] | 11 | pH | 6 | pH | [18 empty] | 500 | mg/l | [8 empty] | 1000 | mg/l | [6 empty] | 45 | °C | [8 empty] | 12 | m³/d
BEDFORD STW | S011006473KA1 | Consent | Live | No | ACU 37 | John's Vehicle Hand Carwash | 114 Fenlake Road Industrial Estate | Bedford | Bedfordshire |  |  | MK42 0EU | 01/06/2009 | Wastewaters arising from the external hand washing of vehicles | Mr Ramzan Mirzakhel | t/a John's Vehicle Hand Carwash | 114 Fenlake Road Industrial Estate | Bedford | Bedfordshire |  | MK42 0EU | at a point after the interceptor and pior to discharging to the public foul sewer | at Fenlake Road, Bedford | TL0567049060 | TL0567049060 | [54 empty] | 2000 | mg/l | [54 empty] | 0.2 | m³/hr | [36 empty] | 250 | mg/l | [10 empty] | 11 | pH | 6 | pH | [18 empty] | 1000 | mg/l | [8 empty] | 1000 | mg/l | [6 empty] | 45 | °C | [8 empty] | 1 | m³/d
BEDFORD STW | S011006461KA1 | Consent | Live | No | ACR 157 | Sheffield Insulations Limited | Telford Way | Bedford |  |  |  | MK42 0PQ | 27/09/2006 | Wastewaters from the washing of vehicles using a jet wash. | Sheffield Insulations Limited | Hillsborough Works | Langsett Road | Sheffield | South Yorkshire |  | S6 2LW | at a point prior to discharge into the public foul sewer | at Telford Way, Bedford | TL0745048280 | TL0749048300 | [54 empty] | 2000 | mg/l | [54 empty] | 0.5 | m³/hr | [36 empty] | 250 | mg/l | [10 empty] | 11 | pH | 6 | pH | [18 empty] | 1000 | mg/l | [8 empty] | 1000 | mg/l | [6 empty] | 45 | °C | [8 empty] | 1 | m³/d
BEDFORD STW | S011006410KA1 | Direction | Live | No | ADV 198 | Robinson Pool | Bedford Park | Bedford |  |  |  | MK40 2JZ | 01/12/2010 | Wastewater from the backwashing of swimming pool filters and the periodic emptying of swimming pool contents. | DSD Leisure (Bedford Borough Council) | 119 Barkers Lane | Bedford |  |  |  | MK41 9RR | at a point after the swimming pool filtration system, prior to discharge to the public foul sewer | at Park Avenue, Bedford | TL0488050720 | TL0489050680 | [54 empty] | 1000 | mg/l | [10 empty] | 5 | mg/l | [42 empty] | 5 | m³/hr | [36 empty] | 250 | mg/l | [10 empty] | 10 | pH | 6 | pH | [18 empty] | 500 | mg/l | [8 empty] | 1000 | mg/l | [6 empty] | 45 | °C | [8 empty] | 25 | m³/d
BEDFORD STW | S011006472KA1 | Direction | Live | No | ADZ 221 | PSJ Fabrications | 50 Murdock Road | Bedford |  |  |  | MK41 7PT | 01/03/2015 | Used water arising from air compressor condensate. | PSJ Fabrications Limited | 72 London Road | St Albans | Hertfordshire |  |  | AL1 1NS | at the discharge pipe in the Plant Room | at Murdock Road, Bedford | TL0448051820 | TL0452051800 | [54 empty] | 2000 | mg/l | [54 empty] | 0.75 | l/s | [48 empty] | 12.5 | pH | 6 | pH | [18 empty] | 1000 | mg/l | [8 empty] | 1000 | mg/l | [6 empty] | 45 | °C | [8 empty] | 0.75 | m³/d
BEDFORD STW | S011006439KA1 | Direction | Live | No | ADZ 756 | GA Henman & Sons Ltd | 95 High Street | Clapham | Bedford |  |  | MK41 6AQ | 01/10/2016 | Used water from hand jet wash facility. | G A Henman & Sons Limited | 95 High Street | Clapham | Bedford |  |  | MK41 6AQ | at vehicle jet washing facility | at High Street, Clapham. | TL0280052500 | TL0280052500 | [54 empty] | 2500 | mg/l | [54 empty] | 0.5 | l/s | [48 empty] | 11 | pH | 6 | pH | [18 empty] | 1000 | mg/l | [16 empty] | 45 | °C | [8 empty] | 1 | m³/d
BEDFORD STW | S011006445KA1 | Direction | Live | No | ADZ 759 | Mercedes-Benz of Bedford | Ampthill Road | Bedford |  |  |  | MK42 9QZ | 01/10/2016 | Used water from automatic carwash and handwash valeting. | Sytner Group Limited | 2 Penman Way, Grove Park | Leicester |  |  |  | LE19 1ST | at a point prior to discharge to the public foul sewer | at Elstow Road. | TL0429047470 | TL0429047470 | [54 empty] | 2500 | mg/l | [54 empty] | 0.5 | l/s | [48 empty] | 11 | pH | 6 | pH | [18 empty] | 1000 | mg/l | [16 empty] | 45 | °C | [8 empty] | 7 | m³/d
BEDFORD STW | S011006404KA1 | Direction | Live | No | ADQ 10 | Volvo Truck and Bus (Southern England) Ltd | Wolseley Road | Kempston | Bedford | Bedfordshire |  | MK42 7SE | 01/08/2005 | Wash waters from the jet washing of vehicles and surface water from designated area. | Volvo Truck and Bus (Southern England) Ltd | Wedgenock Lane | Warwick | Warwickshire |  |  | CV34 5YA | at a manhole after the interceptor on the east side of the main building | at Wolseley Road, Kempston | TL0270046350 | TL0270046350 | [54 empty] | 1500 | mg/l | [54 empty] | 3 | m³/hr | [36 empty] | 150 | mg/l | [10 empty] | 10 | pH | 6 | pH | [18 empty] | 1000 | mg/l | [8 empty] | 1000 | mg/l | 5 | mg/l |  |  |  |  | 45 | °C | [8 empty] | 10 | m³/d
BEDFORD STW | S011006405KA1 | Direction | Live | No | ADX 512 | Stewartby Landfill Site | Green Lane | Stewartby | Bedfordshire |  |  | MK43 9LZ | 01/08/2013 | The discharge shall consist exclusively of treated landfill leachate from the anaerobic degradation of waste from Stewartby Landfill Site plus treated tankered leachate. | FCC Environment (UK) Limited | Ground Floor West | 900 Pavilion Drive | Northampton Business Park | Northampton |  | NN4 7RG | at the sample tap on the discharge pipe from the effluent treatment plant | at the South Orbital Sewer, Kempston | TL0161043070 | TL0183042530 | [24 empty] | 20 | mg/l | [6 empty] | 0.4 | µg/l | [6 empty] | 20 | mg/l | [12 empty] | 2000 | mg/l |  |  |  |  | 10000 | mg/l | [18 empty] | 0.5 | mg/l | [28 empty] | 25 | m³/hr |  |  |  |  | 1.5 | mg/l | [14 empty] | 0.001 | mg/l | [14 empty] | 250 | mg/l | 0.2 | µg/l | [8 empty] | 10 | pH | 6 | pH |  |  |  |  | 0.1 | mg/l | [10 empty] | 0.4 | µg/l | 500 | mg/l | [8 empty] | 1000 | mg/l | 1 | mg/l |  |  |  |  | 45 | °C | [8 empty] | 500 | m³/d
BEDFORD STW | S0110061C8KA1 | Direction | Live | No | ADT 439 | Baywash CWC | 114A Fenlake Road Industrial Estate | Fenlake Road | Bedford |  |  | MK42 0EU | 01/05/2009 | Wastewater from the external washing of vehicles only. | Ramazan Marzkhel T/A Baywash CWC | 114A Fenlake Road Industrial Estate | Fenlake Road | Bedford |  |  | MK42 0EU | at a point prior to discharge into the public foul sewer | at Fenlake Road, Bedford | TL0566049070 | TL0567049060 | [54 empty] | 2000 | mg/l | [54 empty] | 1 | m³/hr | [36 empty] | 250 | mg/l | [10 empty] | 11 | pH | 6 | pH | [18 empty] | 1000 | mg/l | [8 empty] | 1000 | mg/l | [6 empty] | 45 | °C | [8 empty] | 5 | m³/d
BEDFORD STW | S011006413KA1 | Direction | Live | No | ADV 222 | Elms Bedford | Clifton Parc | Caxton Road | Bedford |  |  | MK41 0GL | 07/10/2010 | Wastewater from the external washing of vehicles only | Bedfordia Automotive Limited | Milton Parc | Milton Ernest | Bedford |  |  | MK44 1RU | at end of chamber of interceptor, prior to discharge to the public foul sewer | at Goldington Road, Bedford | TL0830050850 | TL0844050920 | [54 empty] | 2500 | mg/l | [54 empty] | 5 | m³/hr | [36 empty] | 250 | mg/l | [10 empty] | 11 | pH | 6 | pH | [18 empty] | 1000 | mg/l | [8 empty] | 1000 | mg/l | [6 empty] | 45 | °C | [8 empty] | 20 | m³/d
BEDFORD STW | S011006180KA1 | Direction | Live | No | ADT 361 | The Service Station | Woburn Road | Kempston | Bedford | Bedfordshire |  | MK42 7QA | 01/05/2009 | Wastewaters from the external washing of vehicles only | The Occupier | The Service Station | Woburn Road | Kempston | Bedfordshire |  | MK42 7QA | at a point prior to discharging to the public foul sewer | in Woburn Road, Kempston | TL0232047300 | TL0232047300 | [54 empty] | 2000 | mg/l | [54 empty] | 2 | m³/hr | [36 empty] | 250 | mg/l | [10 empty] | 10 | pH | 6 | pH | [18 empty] | 1000 | mg/l | [8 empty] | 1000 | mg/l | [6 empty] | 45 | °C | [8 empty] | 10 | m³/d
BEDFORD STW | S0110061A6KA1 | Direction | Live | No | ADW 234 | Bedford Borough Council | 30 Brunel Road | Bedford |  |  |  | MK41 9TG | 01/03/2012 | Wastewater, after passage through a three-stage interceptor, generated from the external washing of vehicles and run-off from refuelling point. | Bedford Borough Council | Borough Hall | Cauldwell Street | Bedford |  |  | MK42 9AP | at a point after the three stage interceptor | at Barkers Lane | TL0694049690 | TL0716049500 | [54 empty] | 2500 | mg/l | [54 empty] | 2 | m³/hr | [36 empty] | 250 | mg/l | [10 empty] | 11 | pH | 6 | pH | [18 empty] | 1000 | mg/l | [8 empty] | 1000 | mg/l | [6 empty] | 45 | °C | [8 empty] | 8 | m³/d
BEDFORD STW | S011006505KA1 | Consent | Live | No | TECO-0146-2018 | Tony's Car Wash | 8-10 Shuttleworth Road | Elms Farm Industrial Estate | Bedford |  |  | MK41 0EP | 08/01/2019 | Used water from the external washing of vehicles only. | Mr Arten Derri T/A Tony's Car Wash | 8-10 Shuttleworth Road | Elms Farm Industrial Estate | Bedford |  |  | MK41 0EP | the discharge pipe from the vehicle wash | Shuttleworth Road | TL0798450930 | TL0800750955 | [54 empty] | 2500 | mg/l | [54 empty] | 0.5 | l/s | [48 empty] | 11 | pH | 6 | pH | [18 empty] | 1000 | mg/l | [16 empty] | 45 | °C | [8 empty] | 1 | m³/d
BEDFORD STW | S011006504KA1 | Consent | Live | No | TECO-0156-2018 | Marshall Motor Group | 1-2 Hudson Road | Elms Industrial Estate | Bedford |  |  | MK41 0LZ | 07/01/2019 | Used water, after passage via an interceptor, from the external washing of vehicles only. | Marshall Motor Group Limited | Airport House | The Airport | Cambridge |  |  | CB5 8RY | at MH 01 immediately downstream of the interceptor as shown on Marshalls Bedford PDI Drainage Plan drawing (Survey date 14/02/2017) | Hudson Road | TL0839951433 | TL0843051478 | [54 empty] | 2500 | mg/l | [54 empty] | 0.2 | l/s | [48 empty] | 11 | pH | 6 | pH | [18 empty] | 1000 | mg/l | [16 empty] | 45 | °C | [8 empty] | 1.2 | m³/d
BEDFORD STW | S011006448KA1 | Direction | Live | No | TEDI-0157-2019 | Bedford Cauldwell Walk Train Maintenance Depot | Unit 1 - Cauldwell Walk | off Kempston Road | Bedford | Bedfordshire |  | MK42 9DJ | 02/03/2020 | Wastewater generated from an automatic train carriage wash and contaminated surface run-off from the depot. | Govia Thameslink Railway Limited | 3rd Floor | 41-51 Grey Street | Newcastle Upon Tyne |  |  | NE1 6EE | the manhole in the yard area of the premises (see site plan) | Kempston Road, Bedford | TL0438048770 | TL0423048510 | [54 empty] | 2500 | mg/l | [54 empty] | 2 | l/s | [48 empty] | 11 | pH | 6 | pH | [18 empty] | 1000 | mg/l | [16 empty] | 45 | °C | [8 empty] | 60 | m³/d
BEDFORD STW | S011006136KA2 | Direction | Live | No | TEDI-0164-2019 | Train Presentation Depot | Ashburnham Road | Bedford | Bedfordshire |  |  | MK40 1DR | 03/03/2020 | Used water generated during the automatic washing of railway carriages together with neutralised used water arising from graffiti removal. | Govia Thameslink Railway Limited | 3rd Floor | 41-51 Grey Street | Newcastle Upon Tyne |  |  | NE1 6EE | the manhole in the yard area of the premises, as indicated on the attached plan | Prebend Street, Bedford | TL0437049200 | TL0432049370 | [54 empty] | 2500 | mg/l | [54 empty] | 1 | l/s | [48 empty] | 11 | pH | 6 | pH | [18 empty] | 1000 | mg/l | [16 empty] | 45 | °C | [8 empty] | 10 | m³/d
BEDFORD STW | S011006406KA1 | Direction | Live | No | TEDI-0170-2019 | Franco Ices Limited | 2 Adams Close | Woburn Road Industrial Estate | Kempston | Bedfordshire |  | MK42 7JE | 06/04/2020 | Used waters generated during the manufacture of ice cream and ice lolly products. | Franco Ices Limited | 2 Adams Close | Woburn Road Industrial Estate | Kempston | Bedfordshire |  | MK42 7JE | the manhole in the yard, prior to discharge to the public foul sewer | a point to the rear of the property originating in Wolseley Road, Kempston | TL0321046530 | TL0321046520 | [54 empty] | 5000 | mg/l | [54 empty] | 1 | l/s | [48 empty] | 10 | pH | 6 | pH | [18 empty] | 1000 | mg/l | [16 empty] | 45 | °C | [8 empty] | 7 | m³/d
BEDFORD STW | S011006502KA1 | Consent | Live | No | TECO-0122-2018 | SMH Fleet Solutions | Thurleigh Business Park | Thurleigh Road | Milton Ernest | Bedford |  | MK44 2YP | 03/12/2018 | Used water, after passage via a silt trap, from the external washing of vehicles only. | SMH Fleet Solutions Limited | Church Lane | Norton | Worcester | Worcestershire |  | WR5 2PR | the discharge pipe from silt trap | South East Side of Thurleigh Business Park | TL0384458994 | TL0350755986 | [54 empty] | 2500 | mg/l | [54 empty] | 1 | l/s | [48 empty] | 11 | pH | 6 | pH | [18 empty] | 1000 | mg/l | [16 empty] | 45 | °C | [8 empty] | 3 | m³/d
BEDFORD STW | S011006506KA1 | Consent | Live | No | TECO-0013-2020 | Govia Thameslink Railway Limited | Bedford Jowett Sidings | Bedford Train Presentation Depot | Ashburnham Road | Bedford | Bedfordshire | MK40 1DR | 07/02/2020 | Used water from the external washing of railway rolling stock only. | Govia Thameslink Railway Limited | 3rd Floor | 41-51 Grey Street | Newcastle Upon Tyne |  |  | NE1 6EE | the discharge pipe from train wash | Prebend Street | TL0435649465 | TL0455749515 | [54 empty] | 2500 | mg/l | [54 empty] | 1 | l/s | [48 empty] | 11 | pH | 6 | pH | [18 empty] | 1000 | mg/l | [16 empty] | 45 | °C | [8 empty] | 30 | m³/d
BEDFORD STW | S011006507KA1 | Consent | Live | No | TECO-0051-2020 | Wells and Co | Brewpoint | Fairhills | Bedford |  |  | MK41 7RA | 11/06/2020 | Used water arising from the brewing & packaging of beer, after passage through the on site balance tank and pH correction. | Charles Wells Limited | Eagle Brewery | Havelock Street | Bedford | Bedfordshire |  | MK40 4LU | the discharge pipe from effluent treatment plant | Cut Throat Lane | TL0353150885 | TL0356650951 | [54 empty] | 8000 | mg/l | [54 empty] | 3.5 | l/s | [48 empty] | 11 | pH | 6 | pH | [18 empty] | 1500 | mg/l | [16 empty] | 43 | °C | [8 empty] | 100 | m³/d
BEDFORD STW | S011006508KA1 | Consent | Live | No | TECO-0078-2021 | Marshall Skoda Bedford | Liberty Works | Shuttleworth Road | Bedford, Bedfordshire |  |  | MK41 0EN | 04/05/2021 | Used water, after passage via an interceptor, from the external washing of vehicles only. | Marshall Motor Holdings Ltd | Airport House | The Airport | Cambridge, Cambridgeshire |  |  | CB5 8RY | the interceptor outlet prior to the effluent being discharged to the public foul sewer | Kershope Close, Bedford | TL0813051072 | TL0805751089 | [54 empty] | 2500 | mg/l | [54 empty] | 1 | l/s | [48 empty] | 11 | pH | 6 | pH | [18 empty] | 1000 | mg/l | [16 empty] | 43 | °C | [8 empty] | 2 | m³/d
BEDFORD STW | S011006510KA1 | Consent | Live | No | TECO-0183-2021 | British Car Auctions Limited | BCA (BEDFORD) | New Land | Coronation Business Park | Kiln Road, Kempston Hardwick | Bedford | MK43 9PR | 25/10/2021 | Used waters, after passage through an interceptor, arising from the external washing of cars. | British Car Auctions Limited | Headway House | Crosby Way | Farnham | Surrey |  | GU9 7XG | the manhole after vehicle wash 2, to the right of the wash exit | Kiln Road, Kempston Hardwick | TL0340943832 | TL0344543823 | [54 empty] | 2500 | mg/l | [54 empty] | 1 | l/s | [48 empty] | 11 | pH | 6 | pH | [18 empty] | 1000 | mg/l | [16 empty] | 43 | °C | [8 empty] | 5 | m³/d
BEDFORD STW | S011006423KA1 | Direction | Live | No | TEDI-0026-2022 | Bourns Limited | Manton Lane | Bedford | Bedfordshire |  |  | MK41 7BJ | 05/06/2023 | Used waters generated during the manufacture of electronic components. | Bourns Limited | Manton Lane | Bedford | Bedfordshire |  |  | MK41 7BJ | the manhole in the grass by the side of the factory building | Manton Lane, Bedford | TL0451051370 | TL0456051340 | [54 empty] | 400 | mg/l | [44 empty] | 250 | mg/l | [8 empty] | 7 | l/s | [32 empty] | 2 | mg/l | [14 empty] | 10 | pH | 6 | pH | [18 empty] | 500 | mg/l | [16 empty] | 43 | °C | [8 empty] | 250 | m³/d
BEDFORD STW | S011006466KA1 | Direction | Live | No | TEDI-0329-2021 | Valerio's Limited | Olympia House | Manton Lane | Bedford |  |  | MK41 7PB | 16/05/2022 | Used waters arising from cheese manufacture and wash waters from the cleaning of associated equipment, boiler blowdown & vehicle wash. | Valerio's Limited | 107 Blundell Street | London |  |  |  | N7 9BN | the sampling tap by effluent holding tank located at the rear of the factory building | Murdoch Road, Bedford | TL0439051800 | TL0439051823 | [54 empty] | 10000 | mg/l | [54 empty] | 20 | l/s | [48 empty] | 10 | pH | 6 | pH | [8 empty] | 250 | mg/l | [8 empty] | 2000 | mg/l | [16 empty] | 43 | °C | [8 empty] | 100 | m³/d
BEDFORD STW | S013008102KA1 | Consent | Live | No | TECO-0021-2022 | Bowman Ingredients Limited | Edison Road | Elm Farm Industrial Estate | Bedford | Bedfordshire |  | MK41 0HU | 11/04/2022 | Used water arising from the cleaning of containers and equipment used in the production food coating products. | Bowman Ingredients Limited | Unit I and J Pegasus Drive | Stratton Business Park | Biggleswade | Bedfordshire |  | SG18 8QB | a point within the factory prior to the effluent being discharged to the public foul sewer | Leighfield Close | TL0817451315 | TL0808651259 | [54 empty] | 3500 | mg/l | [54 empty] | 0.205 | l/s | [36 empty] | 250 | mg/l | [10 empty] | 10 | pH | 6 | pH | [18 empty] | 1000 | mg/l | [16 empty] | 43 | °C | [8 empty] | 11 | m³/d
BEDFORD STW | S013008103KA1 | Consent | Live | No | TECO-0056-2022 | Enterprise Rent-A-Car | Elstow Park and Ride | Enterprise Rent-A-Car | Bedford | Bedfordshire |  | MK42 9XF | 13/04/2022 | Used water, after passage through a silt trap, arising from the external washing of vehicles only. | Enterprise Rent-A-Car | Enterprise House | Melbourne Park | Vicarage Road | Egham | Surrey | TW20 9FB | the manhole to the left away from the wash bay | Elstow Park and Ride, Bedford | TL0426847098 | TL0427047094 | [54 empty] | 2500 | mg/l | [54 empty] | 0.2 | l/s | [48 empty] | 11 | pH | 6 | pH | [18 empty] | 1000 | mg/l | [16 empty] | 43 | °C | [8 empty] | 1.5 | m³/d
BEDFORD STW | S013008104KA1 | Consent | Live | No | TECO-0061-2022 | J Sainsbury Plc (Argos) | RDC Bedford (Marsh Leys) | Woburn Road | Kempston | Bedford | Bedfordshire | MK43 9AB | 25/05/2022 | Used water arising from the testing of refurbished dishwashers and washing machines. | Argos Limited | Avebury | 489-499 Avebury Boulevard | Milton Keynes | United Kingdom |  | MK9 2NW | a point within the premises prior to the effluent being discharged to the public foul sewer | Kempston Woburn Road PS (KEWRSP) | TL0250545509 | TL0276245709 | [54 empty] | 2500 | mg/l | [54 empty] | 0.07 | l/s | [48 empty] | 11 | pH | 6 | pH | [18 empty] | 1000 | mg/l | [16 empty] | 43 | °C | [8 empty] | 2 | m³/d
BEDFORD STW | S011006433KA1 | Direction | Live | Yes | TEDI-0227-2022 | Lindstrom Limited | Unit 6 Block C | Caxton Park | Caxton Road | Bedford | Bedfordshire | MK41 0TY | 23/01/2023 | Used water arising from (i) laundering of workwear and mats, (ii) regeneration water from water softening, and (ii) blowdown water from steam generators. | Lindstrom Limited | Unit 6 Block C | Caxton Park | Caxton Road | Bedford | Bedfordshire | MK41 0TY | the discharge tank in the maintenance cupboard, prior to discharge to the public foul sewer | Caxton Road, Bedford | TL0830051250 | TL0828050900 | [48 empty] | 0.1 | mg/l |  |  |  |  | 5000 | mg/l | [16 empty] | 3 | mg/l | [36 empty] | 4 | l/s | [10 empty] | 3 | mg/l | [24 empty] | 500 | mg/l | [10 empty] | 11 | pH | 6 | pH | [8 empty] | 50 | mg/l | [8 empty] | 1000 | mg/l | [16 empty] | 43 | °C | [8 empty] | 15 | m³/d | [14 empty] | 5 | mg/l
BEDFORD STW | S013008105KA1 | Consent | Live | No | TECO-0183-2022 | Euro Pool System UK Limited | Unit 7 | Hudson Park | Total Park | Bedford | Bedfordshire | MK41 0FS | 31/10/2022 | Used waters arising from the washing of crates used by the food industry. | Euro Pool System UK Limited | Studley Point | Birmingham Road | Studley | Warwickshire |  | B80 7AS | a point after the washing machines prior to the effluent entering the public foul sewer | Edison Road, Bedford | TL0833251375 | TL0823151286 | [54 empty] | 2500 | mg/l | [54 empty] | 2 | l/s | [48 empty] | 10 | pH | 6 | pH | [18 empty] | 1000 | mg/l | [16 empty] | 43 | °C | [8 empty] | 78 | m³/d
BEDFORD STW | S013008107KA1 | Consent | Live | No | TECO-0208-2022 | Bedford Pumps Limited | Units 2-10 Brooklands | Woburn Industrial Estate | Kempston | Bedford | Bedfordshire | MK42 7UH | 02/01/2023 | Used waters arising from the testing of pumps. | Bedford Pumps Limited | Units 2-10 Brooklands | Woburn Industrial Estate | Kempston | Bedford | Bedfordshire | MK42 7UH | the test bay pit, prior to the effluent being discharged to the public foul sewer | Chantry Road, Bedford | TL0325746671 | TL0327746671 | [54 empty] | 2500 | mg/l | [54 empty] | 1 | l/s | [48 empty] | 10 | pH | 6 | pH | [18 empty] | 1000 | mg/l | [16 empty] | 43 | °C | [8 empty] | 15 | m³/d
BEDFORD STW | S011006432KA1 | Direction | Live | No | TEDI-0043-2023 | CGI Creative Graphics International Ltd | Units 6-8 Singer Way | Woburn Road Industrial Estate | Kempston, Bedford |  |  | MK42 7AN | 12/02/2024 | Used water from the preparation and cleaning of silk screens used for screen printing process in the manufacture of vinyl graphics. | CGI Creative Graphics International Ltd | Units 6-8 Singer Way | Woburn Road Industrial Estate | Kempston | Bedford |  | MK42 7AN | the discharge tank behind the wash down area | Singer Way, Kempston, Bedford | TL0276046430 | TL0281046420 | [54 empty] | 5000 | mg/l | [54 empty] | 1 | l/s | [36 empty] | 250 | mg/l | [10 empty] | 10 | pH | 6 | pH | [18 empty] | 1000 | mg/l | [16 empty] | 43 | °C | [8 empty] | 1 | m³/d
BEDFORD STW | S011006208KA4 | Consent | Live | No | TECO-0248-2022 | Eagle Brewery | The Eagle Brewery | Havelock Street | Bedford | Bedfordshire |  | MK40 4LU | 30/01/2023 | Used water arising from the brewing and packaging of beer, after passage through the on site effluent treatment plant consisting of solids removal and pH correction. | Damm Brewery (UK) Limited | Prager Metis LLP | 5a Bear Lane, | Southwark | London |  | SE1 0UH | the discharge pipe at the effluent treatment plant | Raleigh Street | TL0388049130 | TL0386349157 | [54 empty] | 8200 | mg/l | [54 empty] | 25 | l/s | [48 empty] | 10 | pH | 6 | pH | [18 empty] | 1500 | mg/l | [16 empty] | 43 | °C | [8 empty] | 1250 | m³/d | [14 empty] | 1.5 | mg/l
BEDFORD STW | S011006408KA1 | Direction | Live | No | TEDI-0057-2023 | Axis Electronics Limited | Bedford Heights | Manton Lane |  |  |  | MK41 7NY | 05/04/2024 | Used water arising from flux cleaning of electronic circuit boards (containing traces of cleaning agents) and from water softener regeneration. | Axis Electronics Limited | C/O Mercer & Hole The Pinnacle | 170 Midsummer Boulevard | Milton Keynes | Buckinghamshire |  | MK9 1BP | the manhole after Bourns sampling point by the side of Bedford Heights building | Brickhill Drive, Bedford | TL0453651416 | TL0445051350 | [54 empty] | 2000 | mg/l | [54 empty] | 0.33 | l/s | [48 empty] | 10 | pH | 6 | pH | [18 empty] | 250 | mg/l | [16 empty] | 43 | °C | [8 empty] | 5 | m³/d
BEDFORD STW | S011006481KA2 | Consent | Live | No | TECO-0129-2023 | Lantmannen Unibake | Wallis Way | Eastcotts | Bedford | Bedfordshire |  | MK42 0PE | 15/05/2023 | Used waters arising from baking processes and from the cleaning of associated machinery, after passage through a fat, oil & grease (FOG) interceptor and balancing tank. | Lantmannen UK Holding Limited | Maidstone Road | Kingston | Milton Keynes | Buckinghamshire |  | MK10 0BD | the sampling chamber after the FOG interceptor and balancing tank | Wallis Way, Bedford | TL0750047940 | TL0751047910 | [54 empty] | 15000 | mg/l | [54 empty] | 3.5 | l/s | [36 empty] | 250 | mg/l | [10 empty] | 10 | pH | 6 | pH | [18 empty] | 3000 | mg/l | [16 empty] | 43 | °C | [8 empty] | 130 | m³/d
BEDFORD STW | S013008109KA1 | Consent | Live | No | TECO-0084-2023 | UK Power Networks | Edison Road | Elms Industrial Estate | Bedford | Bedfordshire |  | MK41 0HU | 31/05/2023 | Used water, after passage via an interceptor, from the external washing of vehicles only. | UK Power Networks (Operations) Limited | Newington House | 237 Southwark Bridge Road | London |  |  | SE1 6NP | a point after the wash bay prior to the effluent entering the public foul sewer | Edison Road, Bedford | TL0833051105 | TL0830451102 | [54 empty] | 2500 | mg/l | [54 empty] | 0.3 | l/s | [48 empty] | 11 | pH | 6 | pH | [18 empty] | 1000 | mg/l | [16 empty] | 43 | °C | [8 empty] | 3 | m³/d
BEDFORD STW | S013008108KA1 | Consent | Live | No | TECO-0060-2023 | FCC Environment Services (UK) Limited | Element House | Napier Road | Elms Farm Industrial Estate | Bedford | Bedfordshire | MK41 0QS | 27/04/2023 | Used water, after passage via an interceptor, from the external washing of vehicles only. | FCC Environment Services (UK) Limited | 3 Sidings Court | White Rose Way | Doncaster |  |  | DN4 5NU | the last stage of 3 stage interceptor prior to the effluent being discharged to the public foul sewer | Napier Road, Bedford | TL0858351390 | TL0860351386 | [54 empty] | 2500 | mg/l | [54 empty] | 1 | l/s | [48 empty] | 10 | pH | 6 | pH | [18 empty] | 1000 | mg/l | [16 empty] | 43 | °C | [8 empty] | 15 | m³/d
BEDFORD STW | S013008110KA1 | Consent | Live | No | TECO-0150-2023 | Twiflex Limited | 317-319 Ampthill Road | Bedford | Bedfordshire |  |  | MK42 9RD | 13/07/2023 | Used water comprising rinse waters from a phosphating process. | Twiflex Limited | 317-319 Ampthill Road | Bedford | Bedfordshire |  |  | MK42 9RD | a point after the rinse tanks prior to the effluent being discharged to the public foul sewer | Cosmic Avenue, Bedford | TL0430247600 | TL0432447663 | [54 empty] | 1000 | mg/l | [16 empty] | 3 | mg/l | [36 empty] | 1 | l/s | [32 empty] | 3 | mg/l | [14 empty] | 10 | pH | 6 | pH | [18 empty] | 500 | mg/l | [16 empty] | 43 | °C | [8 empty] | 2 | m³/d
BEDFORD STW | S01DERMALLKA | Direction | Live | No | TEDI-0193-2023 | Dermal Laboratories Ltd | Unit 2, Postley Road | Woburn Road Industrial Estate | Kempston | Bedfordshire |  | MK42 7BU | 29/04/2024 | Used water arising from pharmaceutical laboratory. | Dermal Laboratories Limited | Haslers | Old Station Road | Loughton | Essex |  | IG10 4PL | the laboratory foul sewer prior to the effluent being discharged into the public foul sewer | the rear of the premises on Postley Road, Kempston | TL0301546536 | TL0296846563 | [54 empty] | 3000 | mg/l | [16 empty] | 3 | mg/l | [36 empty] | 1 | l/s | [48 empty] | 10 | pH | 6 | pH | [18 empty] | 1000 | mg/l | [8 empty] | 1000 | mg/l | [6 empty] | 43 | °C | [8 empty] | 0.6 | m³/d | [14 empty] | 5 | mg/l
BEDFORD STW | S011006329KA1 | Direction | Live | No | TEDI-0195-2023 | Dunbia Cardington | Meadow Lane | Cardington | Bedford |  |  | MK44 3SB | 20/08/2024 | Used water arising from slaughtering processes and meat preparation including effluent from plant and equipment cleaning. | Dunbia (UK) T/A Dunbia Cardginton | The Summit | Pynes Hill | Exeter | England |  | EX2 5WS | the discharge weir of the DAF plant | the inlet of Bedford Water Recycling Centre (high level inlet) | TL0871049240 | TL0825049550 | [24 empty] | 400 | mg/l | [28 empty] | 7900 | mg/l |  |  |  |  | 2000 | mg/l | [48 empty] | 12 | l/s |  |  |  |  | 5 | mg/l | [30 empty] | 500 | mg/l | [10 empty] | 10 | pH | 6 | pH | [8 empty] | 90 | mg/l | [8 empty] | 2500 | mg/l | [16 empty] | 43 | °C | [8 empty] | 350 | m³/d
BEDFORD STW | S011006422KA1 | Direction | Live | No | TEDI-0188-2023 | Personnel Hygiene Services Limited | Triumph Way | Woburn Road Industrial Estate | Kempston | Bedford |  | MK42 7QB | 14/02/2024 | Used water arising from laundering process. | Personnel Hygiene Services Limited | C/O PHS Group, Block B | Western Industrial Estate | Caerphilly | Mid Glamorgan |  | CF83 1XH | the manhole in the verge in front of the building by the car park | Triumph Way, Kempston, Bedford | TL0290046450 | TL0290046450 | [54 empty] | 3500 | mg/l | [16 empty] | 1.5 | mg/l | [36 empty] | 1.4 | l/s | [36 empty] | 250 | mg/l | [10 empty] | 11 | pH | 6 | pH | [18 empty] | 1500 | mg/l | [16 empty] | 43 | °C | [8 empty] | 10 | m³/d | [14 empty] | 2.5 | mg/l
BEDFORD STW | S01EUROPEAKA | Direction | Live | No | TEDI-0010-2024 | Richardson Milling UK Limited | Unit 1 -5 Hudson Road | Elms Farm Industrial Estate | Bedford | Bedfordshire |  | MK41 0LZ | 09/09/2024 | Used waters arising from equipment wash-down and from the boiler blowdown process. | Richardson Milling UK Limited | 166 Mile Road | Bedford | Bedfordshire |  |  | MK42 9TB | the sampling tap on the effluent pipework that runs along the shed building in the car park | Hudson Road, Bedford | TL0823451448 | TL0827851433 | [54 empty] | 5000 | mg/l | [54 empty] | 0.56 | l/s | [36 empty] | 250 | mg/l | [10 empty] | 10 | pH | 6 | pH | [18 empty] | 1000 | mg/l | [16 empty] | 43 | °C | [8 empty] | 2 | m³/d
BEDFORD STW | S013008111KA1 | Consent | Live | No | TECO-0275-2023 | Tigi Laundry Limited T/A Aqua Laundry Services | 23a St. Peter's Street | Bedford |  |  |  | MK40 2PN | 27/11/2023 | Used water from the laundering of domestic items only. | Tigi Laundry Limited T/A Aqua Laundry Services | 23a St. Peter's Street | Bedford | England |  |  | MK40 2PN | the manhole in the back porch, prior to the effluent being discharged to the public foul sewer | St. Peter's Street, Bedford | TL0514550063 | TL0515650061 | [54 empty] | 2000 | mg/l | [54 empty] | 0.5 | l/s | [48 empty] | 11 | pH | 6 | pH | [18 empty] | 1000 | mg/l | [16 empty] | 43 | °C | [8 empty] | 1.5 | m³/d
BEDFORD STW | S013008113KA1 | Consent | Live | No | TECO-0138-2024 | Algenuity Limited | Eden Laboratory | Broadmead Road | Stewartby | Bedfordshire |  | MK43 9ND | 27/06/2024 | Used waters arising from algal research and laboratory analytical work. | Algenuity Limited | Eden Laboratory | Broadmead Road | Stewartby | Bedfordshire |  | MK43 9ND | the manhole to which both sumps at the site are connected, prior to the effluent being discharged to the public foul sewer | Broadmead Road, Bedford | TL0195242480 | TL0195142465 | [54 empty] | 2500 | mg/l | [54 empty] | 0.25 | l/s | [48 empty] | 10 | pH | 6 | pH | [18 empty] | 1000 | mg/l | [16 empty] | 43 | °C | [8 empty] | 3 | m³/d
BEDFORD STW | S013008112KA1 | Consent | Live | No | TECO-0142-2024 | Bedford School | Recreation Centre | De Parys Avenue | Bedford |  |  | MK40 2TU | 27/06/2024 | Used water from the filter backwashing process and periodic drain-down of swimming pool contents. | Bedford School | Harpur Trust | Princeton Court | Brickhill Drive | Bedford |  | MK41 7PZ | the pool discharge point prior to the effluent being discharged to the public foul sewer | St Peters Street, Bedford | TL0518950280 | TL0516450075 | [54 empty] | 1000 | mg/l | [10 empty] | 5 | mg/l | [42 empty] | 0.85 | l/s | [48 empty] | 10 | pH | 6 | pH | [18 empty] | 1000 | mg/l | [16 empty] | 43 | °C | [8 empty] | 15 | m³/d
BEDFORD STW | S011006482KA1 | Direction | Live | No | TEDI-0159-2024 | Asteelflash (Bedford) Limited | Units 1 & 2, | St. Martins Business Centre | St. Martins Way | Bedford |  | MK42 0LF | 20/01/2025 | Used water generated from the cleaning of printed circuit board assemblies. | Asteelflash (Bedford) Limited | Units 1 & 2, | St. Martins Business Centre | St. Martins Way | Bedford |  | MK42 0LF | the discharge from the wash water tank next to the dishwasher in production area, prior to discharge to the public foul sewer | St. Martins Way, Bedford | TL0756048310 | TL0754048230 | [54 empty] | 2000 | mg/l | [54 empty] | 1 | l/s | [48 empty] | 10 | pH | 6 | pH | [18 empty] | 500 | mg/l | [16 empty] | 43 | °C | [8 empty] | 0.5 | m³/d
BEDFORD STW | S013008114KA1 | Consent | Live | No | TECO-0262-2024 | Stagecoach East | Bedford Garage | St Johns Street | Bedford | Bedfordshire |  | MK42 0DJ | 23/01/2025 | Used water, after passage via an interceptor, from the external washing of vehicles only. | Cambus Limited t/a Stagecoach East | One Stockport Exchange | 20 Railway Road | Stockport |  |  | SK1 3SW | a point after the interceptor prior to the effluent entering the public foul sewer | Station Road, Bedford | TL0534748977 | TL0523749034 | [54 empty] | 2500 | mg/l | [54 empty] | 1 | l/s | [48 empty] | 11 | pH | 6 | pH | [18 empty] | 1000 | mg/l | [16 empty] | 43 | °C | [8 empty] | 3.6 | m³/d
BEDFORD STW | S011006453KA2 | Direction | Live | No | TEDI-0195-2024 | GXO Logistics UK Limited | ASC Bedford | Wallis Way | Bedford | Bedfordshire |  | MK42 0PE | 01/03/2025 | Used water from the washing of supermarket trays. | GXO Logistics UK Limited | Building 1, Haymarket Square | Edinburgh |  |  |  | EH3 8RY | a point next to the chemical room, prior to discharging to the foul sewer | Wallis Way, Bedford | TL0768048130 | TL0776048140 | [54 empty] | 2500 | mg/l | [54 empty] | 1 | l/s | [48 empty] | 11 | pH | 6 | pH | [18 empty] | 1000 | mg/l | [16 empty] | 43 | °C | [8 empty] | 6 | m³/d
BEDFORD STW | S013008116KA1 | Consent | Live | No | TECO-0080-2025 | Dermal Laboratories Limited | SDL | 9 Sunbeam Road | Kempston | Bedford | Bedfordshire | MK42 7BZ | 16/05/2025 | Used water arising from the cleaning and rising of laboratory glassware and equipment. | Dermal Laboratories Limited | Haslers | Old Station Road | Loughton | Essex |  | IG10 4PL | the formulation lab sink | Sunbeam Road, Bedford | TL0300546494 | TL0300546494 | [54 empty] | 2500 | mg/l | [54 empty] | 0.5 | l/s | [48 empty] | 10 | pH | 6 | pH | [18 empty] | 1000 | mg/l | [16 empty] | 43 | °C | [8 empty] | 0.3 | m³/d
BEDFORD STW | S013008118KA1 | Consent | Live | No | TECO-0108-2025 | The Harpur Trust - Bedford Modern School | Claredon Street | Bedford | Bedfordshire |  |  | M41 7SJ | 04/09/2025 | Used water from the filter backwashing process and periodic drain-down of swimming pool contents. | The Harpur Trust - Bedford Modern School | Princeton Court | Pilgrim Centre | Brickhill Drive | Bedford |  | MK41 7PZ | the open drain in the swimming pool plant room prior to the effluent being discharged to the public foul sewer | Slade Walk, Bedford | TL0439150689 | TL0437350680 | [54 empty] | 1000 | mg/l | [10 empty] | 5 | mg/l | [42 empty] | 7 | l/s | [48 empty] | 10 | pH | 6 | pH | [18 empty] | 1000 | mg/l | [16 empty] | 43 | °C | [8 empty] | 5 | m³/d
BEDFORD STW | S011006401KA1 | Direction | Live | No | TEDI-0033-2025 | European Metal Recycling Limited | EMR Bedford | Cauldwell Walk | Bedford | Bedfordshire |  | MK42 9DT | 24/02/2026 | Contaminated surface water run-off from scrap metal site. | European Metal Recycling Limited | Sirius House | Delta Crescent | Westbrook | Warrington | Cheshire | WA5 7NS | the pump chamber in the yard | Kempston Road, Bedford | TL1910031030 | TL1907031050 | [54 empty] | 2000 | mg/l | [54 empty] | 0.83 | l/s |  |  |  |  | 15 | mg/l | [42 empty] | 10 | pH | 6 | pH | [18 empty] | 1000 | mg/l | [16 empty] | 43 | °C | [8 empty] | 80 | m³/d
BEDFORD STW | S0110061C6KA1 | Direction | Live | No | TEDI-0032-2025 | All Electrical Services Limited | 11 Brunel Road | Barkers Lane | Bedford | Bedfordshire |  | MK41 9TG | 05/05/2025 | Used water from the steam cleaning of electrical motors to remove dust and debris. | All Electrical Services Limited | The Granary Crowhill Farm | Revensden Road, Wilden | Bedford |  |  | MK44 2QS | the manhole in front of the unit just by the car park space | Brunel Road, Bedford | TL0711049740 | TL0710049740 | [54 empty] | 2000 | mg/l | [54 empty] | 0.33 | l/s | [36 empty] | 250 | mg/l | [10 empty] | 10 | pH | 6 | pH | [18 empty] | 1000 | mg/l | [16 empty] | 43 | °C | [8 empty] | 0.15 | m³/d | [14 empty] | 5 | mg/l
BEDFORD STW | S013008117KA1 | Consent | Live | No | TECO-0060-2025 | Bedford Girls' School - The Harpur Trust | Cardington Road | Bedford | Bedfordshire |  |  | MK42 0BX | 07/05/2025 | Used water from the filter backwashing process and periodic drain-down of swimming pool contents. | The Harpur Trust - Bedford Girls' School | Pilgrim Centre | Brickhill Drive | Bedford |  |  | MK41 7PZ | a point after the pool prior to the effluent entering the public foul sewer | Cardington Road, Bedford | TL0544649405 | TL0540949342 | [54 empty] | 1000 | mg/l | [10 empty] | 5 | mg/l | [42 empty] | 1 | l/s | [48 empty] | 10 | pH | 6 | pH | [18 empty] | 1000 | mg/l | [16 empty] | 43 | °C | [8 empty] | 3.5 | m³/d
BEDFORD STW | S011006199KA1 | Direction | Live | No | TEDI-0105-2025 | Aircraft Research Association Ltd | Manton Lane | Bedford | Bedfordshire |  |  | MK41 7PF | 15/09/2025 | Used waters arising from pre-treated and treated water blowdown. | Aircraft Research Association Ltd | Manton Lane | Bedford |  |  |  | MK41 7PF | the water pump house within the premises prior to the effluent being discharged into the sewer | Manton Lane, Bedford | TL0745048280 | TL0749048300 | [54 empty] | 2000 | mg/l | [54 empty] | 15 | l/s | [48 empty] | 10 | pH | 6 | pH | [18 empty] | 1000 | mg/l | [16 empty] | 43 | °C | [8 empty] | 90 | m³/d
BEDFORD STW | S01DOM0020KA1 | Consent | Live | No | TECO-0056-2025 | Pimp my Bin | 13 Canons Close | Wootton | Bedfordshire |  |  | MK43 9DP | 25/03/2025 | Screened used water from the cleaning of wheelie bins (by a high pressure wash). | Pimp my Bin c/o Christopher Brooks | 13 Canons Close | Wootton | Bedfordshire |  |  | MK43 9DP | the foul drain within the property boundary | Canons Close, Wootton, Bedford | TL0048645555 | TL0049445555 | [54 empty] | 2000 | mg/l | [54 empty] | 1 | l/s | [48 empty] | 10 | pH | 6 | pH | [18 empty] | 1000 | mg/l | [16 empty] | 43 | °C | [8 empty] | 0.1 | m³/d
BEESTON-BITT-DYKEWOOD FARM STW | S01BENBURGKA | Direction | Live | No | TEDI-0014-2025 | Ben Burgess & Co (Beeston) | Dereham Road, Beeston | Kings Lynn, Norfolk |  |  |  | PE32 2LE | 24/07/2025 | Used water, having passed via an interceptor, from the cleaning of agricultural vehicles and machinery. | Ben Burgess & Co Limited | 24 King William Street | London |  |  |  | EC4R 9AT | a point adjacent to the workshop and wash bay, to the rear of site, after the 3 stage interceptor, prior to connection with domestic | Dereham Road, Beeston | TF9140315293 | TF9120615423 | [54 empty] | 2500 | mg/l | [54 empty] | 0.3 | l/s | [48 empty] | 11 | pH | 6 | pH | [18 empty] | 1000 | mg/l | [16 empty] | 43 | °C | [8 empty] | 3 | m³/d | [14 empty] | 5 | mg/l
BELAUGH STW | S01JEWHOVEKA0 | Consent | Live | No | ACZ 173 | Jewson Ltd | Stalham Road | Hoveton | Norwich |  |  | NR12 8DU | 25/11/2014 | Used waters after passage via an interceptor, arising from the external washing of vehicles & plant hire equipment. | Jewson Limited | Saint - Gobain House | Binley Business Park | Coventry |  |  | CV3 2TT | at a point prior to discharge into the public foul sewer | at a point between manholes 2701 & 3702 in driveway to premises | TG3142618754 | TG3127818765 | [54 empty] | 2500 | mg/l | [54 empty] | 1.5 | l/s | [48 empty] | 11 | pH | 6 | pH | [18 empty] | 1000 | mg/l | [8 empty] | 1000 | mg/l | [6 empty] | 45 | °C | [8 empty] | 2 | m³/d
BELAUGH STW | S01BELGHCWKA0 | Consent | Live | No | TECO-0038-2018 | Gapton HCW Limited | Lurista House | Littlewood Lane | Hoveton | Norwich | Norfolk | NR12 8DZ | 20/04/2018 | Used water, after passage via a silt trap & oil separation tank, from the external washing of vehicles only. | Gapton HCW Limited | Gapton Hall Industrial Estate | Hewett Road | Great Yarmouth | Norfolk |  | NR31 0NN | a point on the premises prior to the public foul sewer | Littlewood Lane | TG3128618743 | TG3126118756 | [54 empty] | 2500 | mg/l | [54 empty] | 0.4 | l/s | [48 empty] | 11 | pH | 6 | pH | [18 empty] | 1000 | mg/l | [16 empty] | 45 | °C | [8 empty] | 5 | m³/d
BELAUGH STW | S01TIPPLESKA0 | Direction | Live | No | TEDI-0152-2020 | Tipples Brewery | Unit 3 The Mill | Wood Green, Salhouse | Norwich | Norfolk |  | NR13 6NY | 05/03/2021 | Used water arising from the cleaning and sterilisation of equipment used in the process of brewing beer. | Tipples Brewery Limited | Glen House Northgate | Pinchbeck | Spalding | Lincolnshire |  | PE11 3SE | the outlet from the settlement tank situated at the rear of the premises | Manhole 3703, in Wood Green Road, Salhouse | TG2928213674 | TG2933313727 | [54 empty] | 10000 | mg/l | [16 empty] | 3 | mg/l | [36 empty] | 0.25 | l/s | [48 empty] | 10 | pH | 6 | pH | [18 empty] | 2000 | mg/l | [16 empty] | 43 | °C | [8 empty] | 2 | m³/d
BELAUGH STW | S01BRDBREWKA | Direction | Live | No | TEDI-0126-2023 | Woodfordes Limited | Broadland Brewery | Woodbastwick | Norwich | Norfolk |  | NR13 6SW | 05/03/2024 | Used waters arising from the washing of equipment used in the process of brewing beer. | Woodfordes Limited | Broadland Brewery | Woodbastwick | Norwich | Norfolk |  | NR13 6SW | the second small lightweight manhole, yard side of brewery, adjacent to the steps into the brewery | manhole No.8002 in Salhouse Road, Woodbastwick | TG3285015050 | TG3280015060 | [54 empty] | 10000 | mg/l | [54 empty] | 1 | l/s | [48 empty] | 10 | pH | 6 | pH | [8 empty] | 50 | mg/l | [8 empty] | 1000 | mg/l | [16 empty] | 43 | °C | [8 empty] | 25 | m³/d
BELAUGH STW | S01FINESXXKA | Direction | Live | No | TEDI-0175-2024 | T. C. Fines & Sons Sausage Manufacturers | Bridge House | 10-12 Norwich Road | Horstead | Norfolk |  | NR12 7EE | 06/02/2025 | Used water from the washing down of floors, walls and machinery used in the production of sausages. | David Charles and Richard Charles Fines T/A T. C. Fines & Sons Sausage Manufacturers | Bridge House | 10-12 Norwich Road | Horstead | Norfolk |  | NR12 7EE | the manhole adjacent to the test kitchen | Bridge Bungalow, adjacent to Horstead Bridge P.S. | TG2660019790 | TG2660819786 | [54 empty] | 2500 | mg/l | [54 empty] | 1 | l/s | [36 empty] | 250 | mg/l | [10 empty] | 10 | pH | 6 | pH | [18 empty] | 1000 | mg/l | [16 empty] | 43 | °C | [8 empty] | 15 | m³/d
BENFLEET STW | S01HOLYCATKA | Consent | Live | No | ACY 35 | Holy Family Catholic Primary School | Kents Hill Road | Benfleet | Essex |  |  | SS7 5PX | 21/05/2013 | Wastewater arising from the filter backwashing process & periodic drain-down of swimming pool contents. | Holy Family Catholic Primary School | Kents Hill Road | Benfleet | Essex |  |  | SS7 5PX | at a point beside the girls changing room, prior to discharging to the public foul sewer | at Kent Hill Road, Benfleet | TQ7703088800 | TQ7768088000 | [54 empty] | 1000 | mg/l | [10 empty] | 5 | mg/l | [42 empty] | 5 | l/s | [36 empty] | 250 | mg/l | [10 empty] | 10 | pH | 6 | pH | [18 empty] | 1000 | mg/l | [8 empty] | 1000 | mg/l | [6 empty] | 45 | °C | [8 empty] | 5 | m³/d
BENFLEET STW | S01GLENWSPKA1 | Consent | Live | No | ACZ 567 | Glenwood School | Rushbottom Lane | Benfleet | Essex |  |  | SS7 4LN | 26/09/2016 | Used water from the filter backwashing process, and periodic drain-down of swimming pool contents. | Glenwood School | Rushbottom Lane | Benfleet | Essex |  |  | SS7 4LN | at the discharge pipe work from filter backwash | at the rear of the school site, MH 5201 | TQ7656889221 | TQ7654889216 | [54 empty] | 1000 | mg/l | [10 empty] | 5 | mg/l | [42 empty] | 3 | l/s | [48 empty] | 10 | pH | 6 | pH | [18 empty] | 1000 | mg/l | [16 empty] | 45 | °C | [8 empty] | 5 | m³/d
BENFLEET STW | S01KENTS KA | Direction | Live | No | ADZ 827 | Motor Fuel Limited | Shell Kents Hill (FS357) | 280 High Street | South Benfleet |  |  | SS7 5HB | 01/12/2016 | Used water arising from an automatic car wash. | Motor Fuel Limited | Building 2 Abbey View | Everard Close, | St Albans | Hertfordshire |  | AL1 2QU | at a point after the interceptor and prior to entry into the public foul sewer | at Kents Hill Road, Benfleet, Essex | TQ7755287007 | TQ7753687024 | [54 empty] | 2500 | mg/l | [54 empty] | 0.5 | l/s | [48 empty] | 11 | pH | 6 | pH | [18 empty] | 1000 | mg/l | [16 empty] | 45 | °C | [8 empty] | 8 | m³/d
BENFLEET STW | S01BOYCEBFKA | Direction | Live | No | ADZ 880 | Boyce Hill Golf and Country Club Limited | 125 Vicarage Hill | South Benfleet | Essex |  |  | SS7 1PD | 01/01/2017 | Used water arising from (i) the external washing of maintenance vehicles, and (ii) the washing chemical spray tank as described in the attached Method Statement attached to this Consent. | Boyce Hill Golf and Country Club Limited | 125 Vicarage Hill | South Benfleet | Essex |  |  | SS7 1PD | at the inspection chamber after the interceptor in the wash area | at Vicarage Hill, Benfleet | TQ7816086750 | TQ7833186685 | [54 empty] | 2500 | mg/l | [54 empty] | 2 | l/s | [48 empty] | 11 | pH | 6 | pH | [18 empty] | 1000 | mg/l | [16 empty] | 45 | °C | [8 empty] | 1 | m³/d
BENFLEET STW | S01SIMMONDKA | Direction | Live | No | ADY 91 | Pressed For Time | 165 Church Road | Thundersley | South Benfleet | Essex |  | SS7 4EN | 01/09/2013 | Wastewater from the laundering of domestic items only. | Benfleet Dry Cleaners Limited | Star House | 81A High Street | South Benfleet | Essex |  | SS7 5LN | at a point before entry to the public foul sewer | at Church Road, South Benfleet | TQ7749089020 | TQ7749089000 | [54 empty] | 2000 | mg/l | [54 empty] | 2 | m³/hr | [36 empty] | 100 | mg/l | [10 empty] | 11 | pH | 6 | pH | [18 empty] | 1000 | mg/l | [8 empty] | 1000 | mg/l | [6 empty] | 45 | °C | [8 empty] | 5 | m³/d
BENFLEET STW | S01POOLBENKA | Direction | Live | No | ADY 163 | Runnymede Swimming Pool | Runnymede Chase | Benfleet | Essex |  |  | SS7 3DB | 01/12/2013 | Used waters arising from the filter back washing process and from the periodic drain-down of the swimming pool contents | Castle Point Borough Council | Council Offices | Kiln Road | Benfleet | Essex |  | SS7 1TF | at a point prior to discharging to the public foul sewer | Runnymede Chase, Benfleet | TQ7924087940 | TQ7920087890 | [54 empty] | 1000 | mg/l | [10 empty] | 5 | mg/l | [42 empty] | 6 | l/s | [36 empty] | 250 | mg/l | [10 empty] | 10 | pH | 6 | pH | [18 empty] | 1000 | mg/l | [8 empty] | 1000 | mg/l | [6 empty] | 45 | °C | [8 empty] | 10 | m³/d
BENFLEET STW | S01MARDENSKA | Direction | Live | No | TEDI-0158-2024 | Marden Signs & Designs Limited | Unit 30 Brunel Road | Manor Trading Estate | Benfleet | Essex |  | SS7 4PS | 12/01/2025 | Used waters from cleaning of print screen frames. | Marden Signs & Designs Limited | 4 Capricorn Centre | Cranes Farm Road | Basildon | Essex |  | SS14 3JJ | the wash down bolt | the Armstrong Road mini-roundabout, Benfleet | TQ7766089130 | TQ7766089130 | [54 empty] | 5000 | mg/l | [54 empty] | 1 | l/s | [36 empty] | 250 | mg/l | [10 empty] | 10 | pH | 6 | pH | [18 empty] | 1000 | mg/l | [16 empty] | 43 | °C | [8 empty] | 0.1 | m³/d
BENFLEET STW | S01BENFCPVKA1 | Consent | Live | No | TECO-0281-2024 | CPV Hand Car Wash | Morrisons Supermarket | 175 London Road | Hadleigh, Benfleet |  |  | SS7 2RB | 16/01/2025 | Used water, after passage via an interceptor, from the external washing of vehicles only. | Car Park Valeting Limited | Simpson Wreford and Partners | Suffolk House | George Street | Croydon, Surrey |  | CR0 0YN | the outlet of the interceptor | Solby Lane, Hadleigh | TQ8072687195 | TQ8093487148 | [54 empty] | 2500 | mg/l | [54 empty] | 0.25 | l/s | [48 empty] | 11 | pH | 6 | pH | [18 empty] | 1000 | mg/l | [16 empty] | 43 | °C | [8 empty] | 4 | m³/d
BENFLEET STW | S01BENSCRAKA | Direction | Live | No | TEDI-0187-2024 | Benfleet Scrap Company Limited | Unit 16, Brunel Road | Manor Trading Estate | Benfleet, Essex |  |  | SS7 4PS | 29/01/2025 | Contaminated surface water run-off from a scrap metal site. | Benfleet Scrap Company Limited | Second Floor South, The Fitted Rigging House | Anchor Wharf, The Historic District | Chatham, Kent |  |  | ME4 4TZ | the manhole at the entrance to the site on the left hand side (after interceptor) | Armstrong Road (leading through to The Sorrels), Benfleet, Essex | TQ7781089267 | TQ7766189137 | [54 empty] | 8000 | mg/l | [16 empty] | 3 | mg/l | [36 empty] | 0.5 | l/s | [10 empty] | 1.5 | mg/l | [24 empty] | 250 | mg/l | [10 empty] | 10 | pH | 6 | pH | [18 empty] | 1000 | mg/l | [8 empty] | 1000 | mg/l | [6 empty] | 43 | °C | [8 empty] | 22.6 | m³/d | [14 empty] | 5 | mg/l
BENFLEET STW | S01BENGTBRKA1 | Consent | Live | No | TECO-0196-2025 | GT Breakers UK Limited | 10 Brunel Road | Manor Trading Estate | Benfleet | Essex |  | SS7 4PS | 21/10/2025 | Used water, after passage via a silt trap, from the external washing of vehicle body panels only. | GT Breakers UK Limited | 309 High Road | Benfleet | Essex |  |  | SS7 5HA | the manhole to the North of the site, next to the warehouse | the junction of Brunel Road and Armstrong Road, manhole 6100 | TQ7781889205 | TQ7766589143 | [54 empty] | 2500 | mg/l | [54 empty] | 1 | l/s | [48 empty] | 11 | pH | 6 | pH | [18 empty] | 1000 | mg/l | [16 empty] | 43 | °C | [8 empty] | 0.025 | m³/d
BENFLEET STW | S01ESSCORUKA | Direction | Live | No | TEDI-0180-2025 | Corrugated Box Supplies Limited T/A CBS Packaging | 6-8 Brunel Road | Manor Trading Estate | Benfleet | Essex |  | SS7 4PS | 04/02/2026 | Used water from flexographic printing process after processing through an effluent plant. | Corrugated Box Supplies Limited | CBS House | Brandon Way | West Bromwich | West Midlands |  | B70 8JF | the discharge manhole outside of staff toilets | the junction of Brunel Road and Armstrong Road, Thundersley at manhole No. 6100 | TQ7781089120 | TQ7766089130 | [54 empty] | 4000 | mg/l | [16 empty] | 1 | mg/l | [36 empty] | 0.5 | l/s | [48 empty] | 10 | pH | 6 | pH | [18 empty] | 1000 | mg/l | [8 empty] | 4000 | mg/l | [6 empty] | 43 | °C | [8 empty] | 5 | m³/d
BENFLEET STW | S01PROPLATKA | Direction | Live | No | TEDI-0014-2026 | Proplate Limited | 17 Armstrong Road | Manor Trading Estate | Benfleet | Essex |  | SS7 4PW | 07/04/2026 | Used water comprising of rinse waters from the processes of pre-treatment and electroplating of chromium, copper, nickel and zinc only. | Proplate Limited | Clarence Street Chambers | 32 Clarence Street | Southend-on-Sea | Essex |  | SS1 1BD | the manhole outside the delivery shutter doors | Armstrong Road mini-roundabout | TQ7765589153 | TQ7766089130 | [54 empty] | 250 | mg/l | [12 empty] | 1 | mg/l |  |  | 0.5 | mg/l | [36 empty] | 0.55 | l/s | [32 empty] | 3 | mg/l | [14 empty] | 10 | pH | 6 | pH | [18 empty] | 250 | mg/l | [16 empty] | 43 | °C | [8 empty] | 18 | m³/d | [14 empty] | 3 | mg/l
BENHALL STW | S01BENTEAKKA1 | Direction | Live | No | TEDI-0087-2023 | Teakcroft Ltd | Unit 32 | Carlton Park Industrial Estate | Ronald Lane | Main Road | Saxmundham, Suffolk | IP17 2NL | 26/07/2023 | Used waters arising from the removal of ink residues from printing equipment (Note: a maximum of 25% of any discharge can be derived from red ink based printing wastewater). | Teakcroft Ltd | Carlton Park Industrial Estate | Main Road | Carlton | Saxmundham | Suffolk | IP17 2NL | a point on site after IBC settlement and prior to discharge to the public foul sewer | Ronald Lane, Saxmundham | TM3860664281 | TM3860264245 | [54 empty] | 4000 | mg/l | [54 empty] | 1 | l/s | [48 empty] | 10 | pH | 6 | pH | [18 empty] | 100 | mg/l | [16 empty] | 43 | °C | [8 empty] | 0.1 | m³/d
BIGGLESWADE STW | S011010SAIKA | Consent | Live | No | ACU 34 | Sainsbury's Supermarkets Limited | Bells Brook | Biggleswade | Bedfordshire |  |  | SG18 0NA | 01/06/2009 | Wastewaters arising from the external washing of vehicles using an automatic car wash and jet wash facilities | Sainsbury's Supermarkets Limited | 33 Holborn | London |  |  |  | EC1N 2HT | at the inspection chamber situated after the wash area. | at Manhole 2702 east of the A1 draining to Tingey Corner TPS | TL1845045250 | TL1830045750 | [54 empty] | 2000 | mg/l | [54 empty] | 2 | m³/hr | [36 empty] | 250 | mg/l | [10 empty] | 11 | pH | 6 | pH | [18 empty] | 1000 | mg/l | [8 empty] | 1000 | mg/l | [6 empty] | 45 | °C | [8 empty] | 5 | m³/d
BIGGLESWADE STW | S011010213KA1 | Direction | Live | No | ADU 469 | Saxon Pool & Leisure Centre | Saxon Drive | Biggleswade | Bedfordshire |  |  | SG18 8SU | 01/04/2010 | Swimming pool filter backwashing water. | Stevenage Leisure Limited | Stevenage Arts & Leisure Centre | Lytton Way | Stevenage | Hertfordshire |  | SG18 1LZ | at the inspection point at the pumping chamber. | at London Road, Biggleswade | TL2000043850 | TL2003043970 | [54 empty] | 500 | mg/l |  |  |  |  | 1500 | mg/l |  |  |  |  | 5 | mg/l | [42 empty] | 22 | m³/hr | [36 empty] | 250 | mg/l | [10 empty] | 10 | pH | 6 | pH | [18 empty] | 500 | mg/l | [8 empty] | 1000 | mg/l | [16 empty] | 25 | m³/d | [14 empty] | 5 | mg/l
BIGGLESWADE STW | S011010JRLKA | Consent | Live | No | ACZ 463 | JRL Plant and Logistics Limited | Montgomery Way | Stratton Business Park | Biggleswade |  |  | SG18 8QB | 16/03/2016 | Used water arising from the washing down of plant machinery & tool equipment, after passage through a settlement chamber and silt buster. | JRL Plant snd Logistics Limited | 4 Elstree Way | Borehamwood | Hertfordshire |  |  | WD6 1RN | at the out pipe of the silt buster | at a point near the site into Biggleswade Stratton Park pumping station | TL2085242809 | TL2085242809 | [54 empty] | 2500 | mg/l | [54 empty] | 2.7 | l/s | [36 empty] | 250 | mg/l | [10 empty] | 11 | pH | 6 | pH | [18 empty] | 1000 | mg/l | [16 empty] | 45 | °C | [8 empty] | 10 | m³/d
BIGGLESWADE STW | S011010217KA1 | Direction | Live | No | ADZ 545 | Malthurst Petroleum Ltd (Biggleswade) | Dunton Corner | 173 London Road | Biggleswade |  |  | SG18 8EJ | 01/04/2016 | Used waters from vehicles washing. | Malthurst Petroleum Ltd | Vincent House | 4 Grove Lane | Epping | Essex |  | CM16 4LH | at a point prior to discharge into the public foul sewer | at Dunton Road, Biggleswade | TL2045043650 | TL2045043650 | [54 empty] | 2500 | mg/l | [54 empty] | 1 | l/s | [48 empty] | 11 | pH | 6 | pH | [18 empty] | 1000 | mg/l | [16 empty] | 45 | °C | [8 empty] | 1 | m³/d
BIGGLESWADE STW | S011010210KA1 | Direction | Live | No | TEDI-0157-2022 | M.S. George Ltd | Units 5 & 6 Albone Way | Biggleswade | Bedfordshire |  |  | SG18 8BN | 30/06/2022 | Used water from manufacturing household toiletries. | M.S. George Limited | Sterling House | 27 Hatchlands Road | Redhill | Surrey |  | RH1 6RW | the pumping chamber at the rear of the premises, prior to discharging to the public foul sewer | Kayser Court, Biggleswade | TL1881043780 | TL1900043810 | [54 empty] | 8200 | mg/l | [12 empty] | 3 | mg/l | [40 empty] | 0.56 | l/s | [36 empty] | 250 | mg/l | [10 empty] | 10 | pH | 6 | pH | [18 empty] | 1000 | mg/l | [16 empty] | 43 | °C | [8 empty] | 5 | m³/d
BIGGLESWADE STW | S011010124KA1 | Direction | Live | No | TEDI-0049-2023 | Former Landfill Site (Closed) | Kitelands Playing Field | Off Holme Court Avenue | Biggleswade | Bedfordshire |  | SG18 8PA | 24/07/2023 | Wastewaters comprising of leachate from a former refuse tip, and potentially contaminated surface water runoff. | Biggleswade Town Council | The Old Court House | 4 Saffron Road | Biggleswade | Bedfordshire |  | SG18 8DL | the inspection chamber in the footpath before discharging to the public foul sewer | Holme Court Avenue, Biggleswade | TL1969043580 | TL1968043570 | [54 empty] | 500 | mg/l | [54 empty] | 1.11 | l/s |  |  |  |  | 20 | mg/l | [42 empty] | 10 | pH | 6 | pH | [18 empty] | 600 | mg/l | [16 empty] | 43 | °C | [8 empty] | 25 | m³/d
BIGGLESWADE STW | S011010LEMKA1 | Direction | Live | No | TEDI-0058-2023 | Lemin & Co (Product Finishers) Limited | Unit 4 | Albone Way | Biggleswade | Bedfordshire |  | SG18 8BN | 13/11/2023 | Used water arising from aqueous spray pre-treatment of metals (iron phosphate conversion spray cleaning) before powder coating. | Lemin & Co (Product Finishers) Limited | 9 Quy Court | Colliers Lane | Stow-cum-Quy | Cambridge |  | CB25 9AU | a manhole by the side of the building to the right of the main entrance | Hitchin Street, Biggleswade | TL1885043750 | TL1900043740 | [54 empty] | 1200 | mg/l | [54 empty] | 1 | l/s |  |  |  |  | 2 | mg/l | [42 empty] | 10 | pH | 6 | pH | [8 empty] | 100 | mg/l | [8 empty] | 500 | mg/l | [16 empty] | 43 | °C | [8 empty] | 6 | m³/d | [14 empty] | 5 | mg/l
BIGGLESWADE STW | S011010LIEKA1 | Direction | Live | No | TEDI-0030-2024 | Liebherr - Great Britain Limited | Normandy Lane | Stratton Business Park | Biggleswade | Bedfordshire |  | SG18 8QB | 10/05/2024 | Used water arising from washing plant and equipment only. | Liebherr - Great Britain Limited | Normandy Lane | Stratton Business Park | Biggleswade | Bedfordshire |  | SG18 8QB | the inspection chamber after the interceptor, prior to discharging to the public foul sewer | Normandy Lane, Biggleswade | TL2070043400 | TL2072043420 | [54 empty] | 2000 | mg/l | [54 empty] | 0.33 | l/s | [48 empty] | 11 | pH | 6 | pH | [18 empty] | 1000 | mg/l | [16 empty] | 43 | °C | [8 empty] | 15 | m³/d
BIGGLESWADE STW | S011010BIDKA1 | Consent | Live | No | TECO-0023-2025 | Bidfood Limited | Unit 2, Symmetry Park | Gold Road | Biggleswade | Bedfordshire |  | SG18 8YY | 21/03/2025 | Used water, after passage via an interceptor, from the external washing of vehicles only. | Bidfood Limited | 814 Leigh Road | Slough |  |  |  | SL1 4BD | the manhole immediately downstream of the 3 stage interceptor | Market Garden Road, Biggleswade | TL2175742993 | TL2125242830 | [54 empty] | 2500 | mg/l | [54 empty] | 1 | l/s | [48 empty] | 11 | pH | 6 | pH | [18 empty] | 1000 | mg/l | [16 empty] | 43 | °C | [8 empty] | 5.4 | m³/d
BIGGLESWADE STW | S011010COPKA5 | Consent | Live | No | TECO-0017-2026 | Coop Biggleswade RDC | Unit 1 Symmetry Park | Gold Road | Biggleswade | Bedfordshire |  | SG18 8YY | 09/03/2026 | Used water arising from the internal cleaning of HGV trailers. | Co-operative Group Limited | 1 Angel Square | Manchester |  |  |  | M60 0AG | the manhole by the side of the building near the trailer wash bay | Pegasus Road, Biggleswade | TL2115143078 | TL2099943297 | [54 empty] | 2500 | mg/l | [54 empty] | 0.02 | l/s |  |  |  |  | 20 | mg/l | [42 empty] | 10 | pH | 6 | pH | [18 empty] | 1000 | mg/l | [16 empty] | 43 | °C | [8 empty] | 2 | m³/d | [14 empty] | 5 | mg/l
BIGGLESWADE STW | S011010COPKA2 | Consent | Live | No | TECO-0235-2025 | Coop Biggleswade RDC | Unit 1 Symmetry Park | Gold Road | Biggleswade | Bedfordshire |  | SG18 8YY | 13/01/2026 | Used waters, after passage through an interceptor, arising from the MOT washing of HGV's. | The Co-operative Group | 1 Angel Square | Manchester |  |  |  | M60 0AG | the manhole behind the HGV wash bay prior to the effluent entering the public foul sewer. | Pegasus Road, Biggleswade | TL2099943297 | TL2099943297 | [54 empty] | 2500 | mg/l | [16 empty] | 3 | mg/l | [36 empty] | 0.01 | l/s |  |  |  |  | 14 | mg/l | [30 empty] | 250 | mg/l | [10 empty] | 10 | pH | 6 | pH | [18 empty] | 1000 | mg/l | [16 empty] | 43 | °C | [8 empty] | 1 | m³/d | [14 empty] | 5 | mg/l
BIGGLESWADE STW | S011010COPKA3 | Consent | Live | No | TECO-0016-2026 | Coop Biggleswade RDC | Unit 1 Symmetry Park | Gold Road | Biggleswade | Bedfordshire |  | SG18 8YY | 09/03/2026 | Used water arising from ammonia refrigeration cooling towers. | Co-operative Group Limited | 1 Angel Square | Manchester |  |  |  | M60 0AG | a point outside the cooling tower building prior to the effluent entering the public foul sewer | Pegasus Road, Biggleswade | TL2152443017 | TL2099943297 | [54 empty] | 2000 | mg/l | [54 empty] | 0.8 | l/s | [48 empty] | 10 | pH | 6 | pH | [18 empty] | 1000 | mg/l | [16 empty] | 43 | °C | [8 empty] | 6.5 | m³/d
BIGGLESWADE STW | S011010COPKA4 | Consent | Live | No | TECO-0011-2026 | Coop Biggleswade RDC | Unit 1 Symmetry Park | Gold Road | Biggleswade | Bedfordshire |  | SG18 8YY | 09/03/2026 | Used water, after passage via an interceptor, from the external washing of vehicles only. | Co-operative Group Limited | 1 Angel Square | Manchester |  |  |  | M60 0AG | a manhole after the HGV auto wash prior to the effluent entering the public foul sewer | Pegasus Road, Biggleswade | TL2152443017 | TL2099943297 | [54 empty] | 2500 | mg/l | [54 empty] | 0.02 | l/s | [48 empty] | 11 | pH | 6 | pH | [18 empty] | 1000 | mg/l | [16 empty] | 43 | °C | [8 empty] | 2 | m³/d
BILLERICAY STW | S01JEWSBILKA0 | Consent | Live | No | ACZ 117 | Jewson Limited | Radford Way | Billericay |  |  |  | CM12 0DX | 26/08/2014 | Used water arising from jet washing of non-agricultural plant and machinery. | Jewson Limited | Saint Gobain House | Binley Business Park, Coventry |  |  |  | CV3 2TT | at Radford Way | at foul manhole after treatment via an inteceptor | TQ6705395129 | TQ6702995172 | [54 empty] | 2500 | mg/l | [54 empty] | 1 | l/s | [36 empty] | 250 | mg/l | [10 empty] | 11 | pH | 6 | pH | [18 empty] | 1000 | mg/l | [8 empty] | 1000 | mg/l | [6 empty] | 45 | °C | [8 empty] | 2 | m³/d
BILLINGHAY STW | S01BILBHCWKA1 | Consent | Live | No | ACZ 423 | Billinghay Hand Car Wash | Coach and Horses | Tattershall Road | Billinghay |  |  | LN4 4DD | 09/12/2015 | Used waters, having passed through an interceptor, arising from the washing of vehicles. | Briland Handraj - T/A Bilinghay Hand Car Wash | 33 Tennyson Avenue | Sleaford | Lincolnshire |  |  | NG34 7AG | at a point after the interceptor, prior to discharge to the public foul sewer | at manhole 7801, Coach and Horses, Tattershall Road, Billinghay | TF1576554839 | TF1576554839 | [54 empty] | 2500 | mg/l | [54 empty] | 1 | l/s | [48 empty] | 11 | pH | 6 | pH | [18 empty] | 1000 | mg/l | [16 empty] | 45 | °C | [8 empty] | 2 | m³/d
BILLINGHAY STW | S01TWELL KA | Direction | Live | No | ADZ 813 | F Twells & Sons Limited | 49 High Street | Billinghay | Lincoln |  |  | LN4 4AU | 01/12/2016 | Used water from washing of vehicles, having passed through an interceptor. | F Twells & Sons Limited | 49 High Street | Billinghay | Lincoln | Lincolnshire |  | LN4 4AU | at a point prior to discharging to the public foul sewer | at manhole 4801, High Street, Billinghay | TF1544754813 | TF1548454867 | [54 empty] | 2500 | mg/l | [54 empty] | 1 | l/s | [48 empty] | 11 | pH | 6 | pH | [18 empty] | 1000 | mg/l | [16 empty] | 45 | °C | [8 empty] | 1 | m³/d
BILLINGHAY STW | S01BIL2AGBKA1 | Consent | Live | No | TECO-0119-2021 | 2 Agriculture Limited | West Street | Billinghay | Lincolnshire |  |  | LN4 4HS | 14/06/2021 | Used water from boiler blowdown and softener backwash operations. | 2 Agriculture Limited | Fairview Mill | Ingliston | Newbridge | Midlothian |  | EH28 8NB | a point external to the boilerhouse prior to discharge into the public foul sewer | MH5004, West Street, Billinghay | TF1547755111 | TF1550555014 | [54 empty] | 2000 | mg/l | [54 empty] | 1 | l/s | [48 empty] | 12.5 | pH | 6 | pH | [18 empty] | 1000 | mg/l | [16 empty] | 43 | °C | [8 empty] | 5 | m³/d
BILLINGHAY STW | S01BIL2AGVKA1 | Consent | Live | No | TECO-0120-2021 | 2 Agriculture Limited | West Street | Billinghay | Lincolnshire |  |  | LN4 4HS | 14/06/2021 | Used waters, having passed through a 3-stage interceptor arising from vehicle washing and preparation for MOT inspections and servicing of Heavy Goods Vehicles. | 2 Agriculture Limited | Fairview Mill | Ingliston | Newbridge | Midlothian |  | EH28 8NB | a point after the interceptor and prior to discharge into the public foul sewer | MH5004, West Street, Billinghay | TF1547855075 | TF1550555014 | [54 empty] | 2500 | mg/l | [54 empty] | 1 | l/s | [48 empty] | 11 | pH | 6 | pH | [18 empty] | 1000 | mg/l | [16 empty] | 43 | °C | [8 empty] | 6 | m³/d
BIRCHAM NEWTON MONKS CLOSE STW | S01CITBXXXKA1 | Direction | Live | No | TEDI-0163-2025 | Construction Industry Training Board | National Construction College | Bircham Newton | Kings Lynn | Norfolk |  | PE31 6RH | 09/02/2026 | Water used to clean plant with a jet wash, after silt removal and interception. | Construction Industry Training Board | National Construction College | Bircham Newton | Kings Lynn | Norfolk |  | PE31 6RH | the 3rd chamber of interceptor, serving wash pad | manhole 2800 in garden of 11 Bagthorpe Road, Bircham Newton | TF7900434201 | TF7920333841 | [54 empty] | 2500 | mg/l | [54 empty] | 0.3 | l/s | [48 empty] | 11 | pH | 6 | pH | [18 empty] | 1000 | mg/l | [16 empty] | 43 | °C | [8 empty] | 5 | m³/d
BLETSOE STW | S011008301KA1 | Consent | Live | No | ACU 56 | Bedford Body Shop Limited | 41 Rushden Road | Milton Ernest | Bedford | Bedfordshire |  | MK44 1RU | 18/06/2009 | Wastewaters arising from the external washing of vehicles after passage through an interceptor, including contaminated surface run-off | Bedford Body Shop Limited | Parmenter House | 57 Tower Street | Winchester | Hampshire |  | SO23 8TD | after the interceptor and prior to discharging to the public foul sewer | Butterfield Court, Milton Ernest | TL0147056360 | TL0152056290 | [54 empty] | 2000 | mg/l | [54 empty] | 0.02 | l/s | [36 empty] | 250 | mg/l | [10 empty] | 11 | pH | 6 | pH | [18 empty] | 1000 | mg/l | [8 empty] | 1000 | mg/l | [6 empty] | 45 | °C | [8 empty] | 0.3 | m³/d
BOCKING STW | S01EEBTREEKA | Direction | Live | No | ADZ 201 | UK Power Networks (Operations) Limited | Warley Close | Braintree | Essex |  |  | CM7 9EU | 01/02/2015 | Used water from jet washing of vehicles & plant. | UK Power Networks (Operations) Limited | Newington House | 237 Southwark Bridge Road | London |  |  | SE1 6NP | at a point prior to discharging to the public foul sewer | at a point running east to west across the site. | TL7715523526 | TL7712823544 | [54 empty] | 2500 | mg/l | [54 empty] | 0.3 | l/s | [48 empty] | 11 | pH | 6 | pH | [18 empty] | 1000 | mg/l | [8 empty] | 1000 | mg/l | [6 empty] | 45 | °C | [8 empty] | 1.5 | m³/d
BOSTON STW | S01BOSCOOPKA1 | Consent | Live | No | ACZ 574 | Lincolnshire Co-Operative Funeral Home | 5 South Square | Boston | Lincoln |  |  | PE21 6XH | 05/10/2016 | Used water after settlement from the external cleaning of vehicles, plus occasional waste water from an embalming process. | Lincolnshire Co-Operative Limited | Stanley Bett House | 15-23 Tentercroft St | Lincoln |  |  | LN5 7DB | at a point after the settlement sump | at White Cross Lane, Boston | TF3287443794 | TF3286043808 | [54 empty] | 2500 | mg/l | [54 empty] | 1 | l/s | [48 empty] | 11 | pH | 6 | pH | [18 empty] | 1000 | mg/l | [16 empty] | 45 | °C | [8 empty] | 1 | m³/d
BOSTON STW | S01BOSTJACKA1 | Consent | Live | No | ACY 30 | Jacksons Building Centre | 6 Tattershall Road | Boston | Lincolnshire |  |  | PE21 9JG | 17/05/2013 | Wastewater from washing plant & machinery, having passed through an interceptor. | Grafton Merchanting GB Limited | PO Box 1224 | Pelham House | Canwick Road | Lincoln |  | LN5 5NH | at a point after the vehicle wash, and prior to discharging to the public foul sewer | at Manhole 4501, Tattershall Road, Boston | TF3250044610 | TF3240044570 | [54 empty] | 2500 | mg/l | [54 empty] | 1 | l/s | [36 empty] | 250 | mg/l | [10 empty] | 11 | pH | 6 | pH | [18 empty] | 1000 | mg/l | [8 empty] | 1000 | mg/l | [6 empty] | 45 | °C | [8 empty] | 3 | m³/d
BOSTON STW | S01BSTASDAKA1 | Consent | Live | No | ACW 153 | CPV Hand Car Wash | ASDA Store Car Park | Sleaford Road | Boston | Lincolnshire |  | PE21 8EQ | 29/07/2013 | Used waters arising from external handwashing of vehicles. | Car Park Valeting Limited | c/o Simpson Wreford & Partners | Suffolk House | George Street | Croydon | Surrey | CR0 0YN | at a point prior to entry to the public foul sewer | at the ASDA Car Park, Sleaford Road, Boston | TF3221044340 | TF3218044361 | [54 empty] | 2500 | mg/l | [54 empty] | 0.35 | m³/hr | [36 empty] | 250 | mg/l | [10 empty] | 11 | pH | 6 | pH | [18 empty] | 1000 | mg/l | [8 empty] | 1000 | mg/l | [6 empty] | 45 | °C | [8 empty] | 1.5 | m³/d
BOSTON STW | S01212 KA | Direction | Live | No | ADT 69 | Graham Ladds | The Launderette | 6 Red Lion Street | Boston | Lincolnshire |  | PE21 6NY | 01/08/2008 | Wastewaters from launderette | Graham Ladds | The Launderette | 6 Red Lion Street | Boston | Lincolnshire |  | PE21 6NY | at the rear of the premises prior to discharging to the public foul sewer | Red Lion Street, Boston | TF3270044300 | TF3270044300 | [54 empty] | 2000 | mg/l | [54 empty] | 2 | m³/hr | [48 empty] | 11 | pH | 6 | pH | [18 empty] | 500 | mg/l | [8 empty] | 1000 | mg/l | [6 empty] | 45 | °C | [8 empty] | 15 | m³/d
BOSTON STW | S01NCC49 KA | Direction | Live | No | ADZ 311 | Applegreen | 118 Sleaford Road | Boston | Lincolnshire |  |  | PE21 8EH | 01/07/2015 | Used water, after passage via an interceptor, from the external washing of vehicles only using a jet wash facility. | Petrogas Group UK Limited | 200 Strand | London |  |  |  | WC2R 1DJ | at the manhole in the forecourt in front of the shop on the premises | at Sleaford Road, Boston | TF3004043040 | TF3004043040 | [54 empty] | 2500 | mg/l | [54 empty] | 1 | l/s | [48 empty] | 11 | pH | 6 | pH | [18 empty] | 1000 | mg/l | [16 empty] | 45 | °C | [8 empty] | 3 | m³/d
BOSTON STW | S01ANDUFF KA | Direction | Live | No | ADR 103 | ARC Car Wash | Redstone Industrial Estate | off Spalding Road | Boston | Lincolnshire |  | PE21 8XL | 01/12/2006 | Wastewater from car wash. | Anduff Car Wash Limited | 35-37 Amersham Hill | High Wycombe | Buckinghamshire |  |  | HP13 6NU | at a point prior to discharge into the public foul sewer | at Spalding Road, Boston | TF4300032600 | TF4300032600 | [54 empty] | 2000 | mg/l | [54 empty] | 4 | m³/hr | [36 empty] | 250 | mg/l | [10 empty] | 10 | pH | 6 | pH | [18 empty] | 1000 | mg/l | [8 empty] | 1000 | mg/l | [6 empty] | 45 | °C | [8 empty] | 15 | m³/d
BOSTON STW | S01BOSTNSPKA | Direction | Live | No | ADV 336 | Geoff Moulder Leisure Complex | Rowley Road | Boston | Lincolnshire |  |  | PE21 6JE | 01/02/2011 | Wastewaters arising from swimming pool filter backwash operations and from the occasional emptying of the pool. | Boston Borough Council | Contract Services | West Street | Boston | Lincolnshire |  | PE21 8QR | at manhole at rear of the premises, prior discharge to the public foul sewer. | at College Walk , Boston | TF3335043750 | TF3335043750 | [54 empty] | 1000 | mg/l | [10 empty] | 5 | mg/l | [42 empty] | 30 | m³/hr | [36 empty] | 1000 | mg/l | [10 empty] | 10 | pH | 6 | pH | [18 empty] | 1000 | mg/l | [8 empty] | 1000 | mg/l | [6 empty] | 45 | °C | [8 empty] | 30 | m³/d
BOSTON STW | S01DABSILPKA | Direction | Live | No | ADY 360 | Princess Royal Sports Arena | Great Fen Road | Wyberton Fen | Boston, Lincolnshire |  |  | PE21 7PB | 01/04/2014 | Used waters from backwash filtration of chlorinated swimming pool and occasional emptying of swimming pool contents. | Leisure Connection Limited | Potton House | Great North Road | Wyboston, Bedford |  |  | MK44 3BA | at a point of discharge to the public foul sewer | at Ashton Hall Drive, Boston | TF3050043500 | TF3044043590 | [54 empty] | 500 | mg/l | [10 empty] | 5 | mg/l | [42 empty] | 10 | l/s | [36 empty] | 100 | mg/l | [10 empty] | 10 | pH | 6 | pH | [18 empty] | 1000 | mg/l | [8 empty] | 1000 | mg/l | [6 empty] | 45 | °C | [8 empty] | 4 | m³/d
BOSTON STW | S01BOSTWATKA1 | Consent | Live | No | ACY 205 | Hardy Craske Fuels | Wyberton Low Road | Boston | Lincolnshire |  |  | PE21 7RG | 27/02/2014 | Used waters arising from the external washing of vehicles plus contaiminated surface water, having passed through a maintained interceptor. | Watson Petroleum Limited | Lindum House, Causeway End | Brinkworth | Chippenham | Wilthshire |  | SN15 5DN | at a point after the interceptor, prior to discharging to the public foul sewer | at Manhole 8702 Wyberton Low Road, Boston | TF3286542702 | TF3282842743 | [54 empty] | 2500 | mg/l | [54 empty] | 1 | m³/hr | [36 empty] | 250 | mg/l | [10 empty] | 11 | pH | 6 | pH | [18 empty] | 1000 | mg/l | [8 empty] | 1000 | mg/l | [6 empty] | 45 | °C | [8 empty] | 12 | m³/d
BOSTON STW | S01BOSTPILKA2 | Consent | Live | No | ACZ 618 | Pilgrim Foodservice Limited | Marsh Lane | Boston | Lincolnshire |  |  | PE21 7SJ | 12/12/2016 | Used water from washing of fleet vehicles, including internal washing having passed through an interceptor, plus contaminated surface water from wash bay, and back wash from water softener. | Pilgrim Foodservice Limited | Marsh Lane | Boston | Lincolnshire |  |  | PE21 7SJ | at a point after the interceptor | at MH 4302, Marsh Lane, Boston | TF3322442211 | TF3346242299 | [54 empty] | 2500 | mg/l | [54 empty] | 1 | l/s | [48 empty] | 11 | pH | 6 | pH | [18 empty] | 1000 | mg/l | [16 empty] | 45 | °C | [8 empty] | 5 | m³/d
BOSTON STW | S01MARRMOTKA | Direction | Live | No | ADU 527 | Marriott's Mazda | Fydell Crescent | Boston | Lincolsnhire |  |  | PE21 8SS | 01/04/2010 | Wastewaster from the external washing of vehicles only. | Marriott's Motors Limited | 48 Ashover Road | Old Tupton | Chesterfield | Derbyshire |  | S42 6HJ | at the manhole in the yard prior to discharging to the public foul sewer | at George Street, Boston | TF3204043080 | TF3204043080 | [54 empty] | 2000 | mg/l | [54 empty] | 0.5 | m³/hr | [36 empty] | 250 | mg/l | [10 empty] | 11 | pH | 6 | pH | [18 empty] | 1000 | mg/l | [8 empty] | 1000 | mg/l | [6 empty] | 45 | °C | [8 empty] | 1 | m³/d
BOSTON STW | S01FINNFORKA | Direction | Live | No | ADY 109 | Metsä Wood UK Ltd | Old Golf Course | Fishtoft Road | Boston | Lincolnshire |  | PE21 0BJ | 02/09/2013 | Wastewater having passed through an underground settlement tank and a 3-stage interceptor arising from (i) the external cleaning of vehicles & plant, and (ii) the decanted wash waters from a wood primer painting machine after pre-settlement. | Metsä Wood UK Limited | Mayne House | Fenton Way | Southfields Business Park | Basildon, Essex |  | SS15 6RZ | at the discharge from the third chamber of the interceptor, by the wash bay | at Haveside County Park Road, Boston | TF3455042370 | TF3453042490 | [54 empty] | 5000 | mg/l | [54 empty] | 1 | l/s | [36 empty] | 250 | mg/l | [10 empty] | 10 | pH | 6 | pH | [18 empty] | 1000 | mg/l | [8 empty] | 1000 | mg/l | [6 empty] | 45 | °C | [8 empty] | 2 | m³/d
BOSTON STW | S01BOSTRMOKA1 | Consent | Live | No | TECO-0094-2018 | Royal Mail Group Limited | Boston Delivery Office | South End | Boston | Lincolnshire |  | PE21 6AB | 21/09/2018 | Used water, after passage via an interceptor, from the external washing of vehicles only. | Royal Mail Group Limited | 100 Victoria Embankment | London |  |  |  | EC4Y 0HQ | a point after the interceptor. | manhole 9601, South End, Boston. | TF3299443679 | TF3291343663 | [54 empty] | 2500 | mg/l | [54 empty] | 1 | l/s | [48 empty] | 11 | pH | 6 | pH | [18 empty] | 1000 | mg/l | [16 empty] | 45 | °C | [8 empty] | 1 | m³/d
BOSTON STW | S01RM CON KA | Direction | Live | No | TEDI-0031-2020 | Cemex UK Operations Limited | Marsh Lane | Boston | Lincolnshire |  |  | PE21 7SU | 25/04/2020 | Wash-down water and contaminated storm water from yard area generated during the manufacture of concrete. | Cemex UK Operations Limited | Cemex House | Evreux Way | Rugby | Warwickshire |  | CV21 2DT | a point prior to discharging to the public foul sewer | Marsh Lane, Boston | TF3320004260 | TF3320004260 | [54 empty] | 2000 | mg/l | [54 empty] | 1 | l/s | [48 empty] | 12 | pH | 6 | pH | [18 empty] | 1000 | mg/l | [16 empty] | 45 | °C | [8 empty] | 5 | m³/d
BOSTON STW | S01BRITTELKA1 | Consent | Live | No | TECO-0062-2022 | British Telecommunications PLC | BT Engineering Centre | Station Approach | Boston | Lincolnshire |  | PE21 8RP | 13/06/2022 | Used water after passage via an interceptor, from the external washing of vehicles only. | British Telecommunications PLC | 1 Braham Street | London |  |  |  | E1 8EE | the interceptor by the wash bay, prior to discharging into the public foul sewer | driveway off of Tower Street, Boston | TF3237844229 | TF3244844198 | [54 empty] | 2500 | mg/l | [54 empty] | 1 | l/s | [48 empty] | 11 | pH | 6 | pH | [18 empty] | 1000 | mg/l | [16 empty] | 43 | °C | [8 empty] | 5 | m³/d
BOSTON STW | S01PADBOSTKA | Direction | Live | No | TEDI-0121-2022 | Greenyard Frozen UK Limited | Marsh Lane, | Riverside Industrial Estate | Boston | Lincolnshire |  | PE21 7RY | 08/06/2022 | Used water from the washing, blanching and cooling of vegetables (other than root vegetables) and hygiene washing of utensils and factory plus the following: (i) softener backwash, (ii) boiler blowdown, (iii) cooling tower condensate, (iv) Q.A. Laboratory effluents, (v) contaminated surface water where all have passed through a dissolved air flotation unit with pH correction. | Greenyard Frozen UK Limited | Greenyard Way | Hardwick Industrial Estate | King's Lynn | Norfolk |  | PE30 4WS | a point prior to discharge into the public foul sewer | Marsh Lane, Boston | TF3317742680 | TF3321942630 | [24 empty] | 75 | mg/l | [28 empty] | 10000 | mg/l |  |  | 10000 | kg/d | 1000 | mg/l | [48 empty] | 20 | l/s | [36 empty] | 250 | mg/l | [10 empty] | 10 | pH | 6 | pH | [18 empty] | 2000 | mg/l | [8 empty] | 1000 | mg/l | 1 | mg/l |  |  |  |  | 45 | °C | [8 empty] | 1250 | m³/d | [14 empty] | 2 | mg/l
BOSTON STW | S01249 KA | Direction | Live | No | TEDI-0139-2022 | Dawson & Sons | The Slaughterhouse, Sibsey Lane | Boston | Lincolnshire |  |  | PE21 6HB | 14/11/2022 | Used water from the slaughtering of animals and the preparation of meat products for human consumption. | T, L & P Dawson T/A Dawson & Sons | 31 Market Place | Boston | Lincolnshire |  |  | PE21 6EH | a point prior to discharge into the public foul sewer | Sibsey Lane, Boston | TF3285144009 | TF3283544002 | [54 empty] | 3000 | mg/l | [54 empty] | 0.3 | l/s | [36 empty] | 250 | mg/l | [10 empty] | 10 | pH | 6 | pH | [18 empty] | 1000 | mg/l | [16 empty] | 43 | °C | [8 empty] | 4 | m³/d
BOSTON STW | S01BOSGREEKA | Consent | Live | No | TECO-0156-2022 | Greencore Food To Go Ltd | Marsh Lane | Boston | Lincolnshire |  |  | PE21 7PJ | 14/09/2022 | Used water after settlement and screening from the following processes: 1)General hygiene sanitising of factory vessels and equipment after the preparation and washing of salads and vegetables 2)Tray washing 3)Boiler blowdown 4)Softener backwash 5)Compressor condensate. | Greencore Food To Go Ltd | Greencore Manton Wood | Retford Road | Manton Wood Enterprise Park | Worksop |  | S80 2RS | a point post on-site treatment and prior to discharge into the public foul sewer | Marsh Lane, Boston | TF3312942572 | TF3318342625 | [54 empty] | 4000 | mg/l | [54 empty] | 9 | l/s | [36 empty] | 250 | mg/l | [10 empty] | 10 | pH | 6 | pH | [18 empty] | 1000 | mg/l | [16 empty] | 43 | °C | [8 empty] | 575 | m³/d
BOSTON STW | S01COCKLEPKA | Direction | Live | No | TEDI-0211-2022 | Dani Foods Limited | No 3 Shed | Port of Boston | Boston |  |  | PE21 6BN | 07/02/2023 | Used water from washing, cooking and canning cockles, plus boiler blowdown. | Dani Foods Limited | No 3 Shed | Port of Boston | Boston | Lincolnshire |  | PE21 6BN | a point prior to discharge to the public foul | St. Johns Road, Boston | TF3277042984 | TF3308043351 | [54 empty] | 4000 | mg/l | [54 empty] | 1 | l/s | [48 empty] | 10 | pH | 6 | pH | [18 empty] | 1000 | mg/l | [16 empty] | 43 | °C | [8 empty] | 20 | m³/d
BOSTON STW | S01344 KA | Direction | Live | No | TEDI-0280-2022 | London Road Bakery | 49/51 London Road | Boston | Lincolnshire |  |  | PE21 7RB | 14/04/2023 | Used water comprising washdown waters generated during the cleaning of bakery utensils and premises. | Dales Bakery Limited | 49 London Road | Boston | Lincolnshire |  |  | PE21 7RB | a point after washdown and prior to discharge into the public foul sewer | London Road, Boston | TF3262842786 | TF3263842774 | [54 empty] | 5000 | mg/l | [54 empty] | 1 | l/s | [36 empty] | 250 | mg/l | [10 empty] | 10 | pH | 6 | pH | [18 empty] | 1000 | mg/l | [16 empty] | 43 | °C | [8 empty] | 1 | m³/d
BOSTON STW | S01BOSWPDLKA1 | Direction | Live | No | TEDI-0006-2023 | National Grid Electricity Distribution Boston | Boston Depot | Plot 13 Endeavour Park | Enterprise Way | Boston | Lincolnshire | PE21 7TT | 06/06/2023 | Used water from vehicle washing having passed through an interceptor. | National Grid Electricity Distribution (East Midlands) PLC | Avonbank | Feeder Road | Bristol |  |  | BS2 0TB | a point after the interceptor, prior to discharging into the public foul sewer | Manhole 3801, Enterprise Way Boston | TF3056043820 | TF3035043850 | [54 empty] | 2500 | mg/l | [54 empty] | 1 | l/s | [48 empty] | 11 | pH | 6 | pH | [18 empty] | 1000 | mg/l | [16 empty] | 43 | °C | [8 empty] | 2 | m³/d
BOSTON STW | S01ASH PWKA | Direction | Live | No | TEDI-0042-2023 | Sunbelt Rentals Limited | St Johns Road | Boston | Lincolnshire |  |  | PE21 6BE | 28/04/2023 | Used water from jet washing vehicles, plant & machinery having passed through an interceptor. | Sunbelt Rentals Limited | 100 Cheapside | London | England |  |  | EC2V 6DT | the agreed manhole on the premises and prior to discharging to the public foul sewer | manhole 9504, A plant side entrance st Johns Road, Boston | TF3296543477 | TF3296043503 | [54 empty] | 2500 | mg/l | [54 empty] | 12 | l/s | [48 empty] | 11 | pH | 6 | pH | [18 empty] | 1000 | mg/l | [16 empty] | 45 | °C | [8 empty] | 3 | m³/d
BOSTON STW | S01BOSCOVFKA1 | Consent | Live | No | TECO-0165-2023 | Coveris Flexibles UK Ltd | Lealand Way | Riverside Industrial Estate | Boston | Lincolnshire |  | PE21 7SW | 19/06/2023 | Used waters from condensate air compressors. | Coveris Flexibles UK Limited | Holland Place | Wardentree Park | Pinchbeck | Spalding | Lincolnshire | PE11 3ZN | a point after the compressor, prior to discharge into the public foul sewer | at Lealand Way, Boston | TF3368342805 | TF3367942761 | [54 empty] | 2000 | mg/l | [54 empty] | 0.5 | l/s | [48 empty] | 10 | pH | 6 | pH | [18 empty] | 1000 | mg/l | [16 empty] | 43 | °C | [8 empty] | 0.5 | m³/d
BOSTON STW | S01TEM0138KA1 | Consent | Live | No | TECO-0276-2023 | Integrated Health Projects JV | Cork Tree Crescent, off London Road | Boston | Lincolnshire |  |  | PE21 7EN | 04/12/2023 | Water pumped out from excavations via a silt sock or silt buster, only to be discharged during the period from 04 December 2023 to 31 May 2024 inclusive. | Integrated Health Projects JV | Astral House, Imperial Way | Watford | Hertfordshire |  |  | WD24 4WW | effluent tank, prior to discharging to the public foul sewer | London Road, Boston, Manhole 5601 | TF3254842635 | TF3249042661 | [54 empty] | 2500 | mg/l | [54 empty] | 1 | l/s | [48 empty] | 10 | pH | 6 | pH | [18 empty] | 1000 | mg/l | [16 empty] | 43 | °C | [8 empty] | 14.4 | m³/d
BOSTON STW | S01BOSFIREKA1 | Consent | Live | No | TECO-0061-2024 | Boston Fire Station | Robin Hood's Walk | Boston |  |  |  | PE21 9ES | 09/05/2024 | Used waters arising from firefighter training exercises involving the use of foam (Lincolnshire Fire & Rescue shall provide at least seven days notice to AW of intention to make a discharge). | Lincolnshire Fire & Rescue | Fire & Police Headquarters | Deepdale Lane, Nettleham | Lincoln | Lincolnshire |  | LN2 2LT | the front of fire station | Robin Hood's Walk | TF3262844938 | TF3265044934 | [54 empty] | 2500 | mg/l | [54 empty] | 1 | l/s | [48 empty] | 10 | pH | 6 | pH | [18 empty] | 1000 | mg/l | [16 empty] | 43 | °C | [8 empty] | 2.5 | m³/d
BOSTON STW | S01BOSTPILKA1 | Direction | Live | No | TEDI-0095-2024 | Pilgrim Foodservice Limited | Marsh Lane | Boston | Lincolnshire |  |  | PE21 7SJ | 19/11/2024 | Used water arising from the cleaning and sanitising of a vegetable processing factory, having passed through settlement tanks and pH control. | Pilgrim Foodservice Limited | Marsh Lane | Boston | Lincolnshire |  |  | PE21 7SJ | a point after pH control | the manhole 4302, Marsh Lane, Boston | TF3337742289 | TF3346242299 | [54 empty] | 4700 | mg/l | [54 empty] | 1 | l/s | [36 empty] | 250 | mg/l | [10 empty] | 10 | pH | 6 | pH | [18 empty] | 2000 | mg/l | [16 empty] | 43 | °C | [8 empty] | 10 | m³/d
BOSTON STW | S01BOSTPILKA3 | Direction | Live | No | TEDI-0096-2024 | Pilgrim Foodservice Limited | Marsh Lane | Boston | Lincolnshire |  |  | PE21 7SJ | 19/11/2024 | Used water from the following: i) Washdown/hygiene water from factory cleaning processes, ii) Condensate from coolers, iii) Washing machine used to wash personal protective equipment and general hand tools, iv) Knife sterilisers, v) Softener backwash, vi) Tray washing machine, vii) Coloured dye run-off from category 2 meat waste trailers, vii) Industrial floor cleaning. | Pilgrim Foodservice Limited | Marsh Lane | Boston | Lincolnshire |  |  | PE21 7SJ | a point after the catchpit | manhole 4302, Marsh Lane, Boston | TF3325442185 | TF3346342300 | [54 empty] | 8000 | mg/l | [54 empty] | 1 | l/s | [48 empty] | 10 | pH | 6 | pH | [18 empty] | 2000 | mg/l | [16 empty] | 43 | °C | [8 empty] | 5 | m³/d
BOSTON STW | S01SHARKSHKA1 | Consent | Live | No | TECO-0206-2024 | Shark Wash and Shine Limited | Pescod Square Car Park | Pescod Square | Boston | Lincolnshire |  | PE21 6QX | 31/10/2024 | Used water from the external washing and valeting of vehicles, after passing through a slit trap. | Shark Wash and Shine Limited | Unit 17 | Pescod Square | Boston | England, Lincolnshire |  | PE21 6QX | a point of discharge into the public foul sewer | MH9215 Pescod Square, Boston | TF3297344242 | TF3297344242 | [54 empty] | 2500 | mg/l | [54 empty] | 1 | l/s | [48 empty] | 11 | pH | 6 | pH | [18 empty] | 1000 | mg/l | [16 empty] | 43 | °C | [8 empty] | 5 | m³/d
BOSTON STW | S01BOSTOWNKA1 | Consent | Live | No | TECO-0237-2025 | Boston Town Car Wash | Mountain Tamers House | Nelson Way | Boston | Lincolnshire |  | PE21 8TS | 05/12/2025 | Used water arising from the external washing of vehicles. | Skaidrite Kolberga T/A Boston Town Car Wash | 50 St Leodegar's Close | Wyberton | Boston | Lincolnshire |  | PE21 7DA | the manhole at the edge of the wash bay at the rear of the building | Nelson Way, Boston, PE21 8TS, MH 4502 | TF3252443607 | TF3249243550 | [54 empty] | 2500 | mg/l | [54 empty] | 1 | l/s | [48 empty] | 11 | pH | 6 | pH | [18 empty] | 1000 | mg/l | [16 empty] | 43 | °C | [8 empty] | 1 | m³/d
BOSTON STW | S01FOAMCARKA1 | Consent | Live | No | TECO-0265-2025 | Euro Car Wash 2025 Ltd T/A Foamtastick | Nelson Way | Boston | Lincolnshire |  |  | PE21 8TS | 26/01/2026 | Used water arising from the external washing of vehicles. | Euro Car Wash 2025 Ltd T/A Foamtastick | Nelson Way | Boston | Lincolnshire |  |  | PE21 8TS | the manhole in the car park prior to discharge to the public foul sewer | Nelson Way, Boston, PE21 8TS, MH 4502 | TF3251843539 | TF3249243550 | [54 empty] | 2500 | mg/l | [54 empty] | 1 | l/s | [48 empty] | 11 | pH | 6 | pH | [18 empty] | 1000 | mg/l | [16 empty] | 43 | °C | [8 empty] | 3 | m³/d
BOURN STW | S0172MOBILKA | Direction | Live | No | ADU 470 | BP Express Shopping Limited | Childerley Gate Garage | St Neots Road (A428) | Dry Drayton | Cambridgeshire |  | CB3 8AY | 01/04/2010 | Wastewater from the external washing of vehicles only. | BP Express Shopping Limited | Chertsey Road | Sudbury on Thames | Middlesex | TW16 7BP |  | MK9 1ES | at the vehicle wash bay inspection chamber, prior to discharging to the public foul sewer | at Highfields, Caldecote | TL3550059700 | TL3550059150 | [54 empty] | 2000 | mg/l | [54 empty] | 1 | m³/hr | [36 empty] | 250 | mg/l | [10 empty] | 11 | pH | 6 | pH | [18 empty] | 1000 | mg/l | [8 empty] | 1000 | mg/l | [6 empty] | 45 | °C | [8 empty] | 3 | m³/d
BOURN STW | S0172BHC KA | Direction | Live | No | TEDI-0145-2021 | Bourn Hall Limited | Bourn Hall Clinic | Bourn | Cambridge |  |  | CB23 2TN | 03/01/2022 | Used water from laundering processes, water softening, boiler blowdowns and general laboratory wastes. | Bourn Hall Limited | Bourn Hall Clinic | Bourn | Cambridge |  |  | CB23 2TN | the final inspection chamber in the verge | Riddy Lane, Bourn | TL3211056490 | TL3217056450 | [54 empty] | 2000 | mg/l | [54 empty] | 0.8 | l/s | [48 empty] | 10 | pH | 6 | pH | [18 empty] | 800 | mg/l | [16 empty] | 43 | °C | [8 empty] | 10 | m³/d
BOURN STW | S0172GROWUKA1 | Consent | Live | No | TECO-0136-2023 | GrowUp Farms | The Leaf Lab | Unit 7 | Bourn Quarter | Cambridge | Cambridgeshire | CB23 7FW | 21/09/2023 | Used water arising from small-scale irrigation and cleaning of laboratory equipment related to vertical farming. | GrowUp Group Limited | One Glass Wharf | Bristol |  |  |  | BS2 0ZX | a point within the premises prior to the effluent being discharged to the public foul sewer | West Drive, Caldecote | TL3496359457 | TL3540659244 | [54 empty] | 2500 | mg/l | [54 empty] | 1 | l/s | [48 empty] | 10 | pH | 6 | pH | [18 empty] | 1000 | mg/l | [16 empty] | 43 | °C | [8 empty] | 8.68 | m³/d
BOURN STW | S01TEM0160KA1 | Consent | Live | No | TECO-0099-2024 | Bourn Quarter Development | Wellington Way | Cambridgeshire |  |  |  | CB23 7UE | 21/05/2024 | Used water, following passage through a settlement pit with pH control, arising from concrete batching activity, only to be discharged during the period from 21 May 2024 to 17 November 2024 inclusive. | Winvic Construction Limited | Brampton House | 19 Tenter Road, | Moulton Park, | Northampton |  | NN3 6PZ | a point after the settlement pit, prior to the effluent being discharged to the public foul sewer | West Drive, Caldecote | TL3495359461 | TL3495359461 | [54 empty] | 2000 | mg/l | [54 empty] | 1 | l/s | [48 empty] | 10 | pH | 6 | pH | [18 empty] | 1000 | mg/l | [16 empty] | 43 | °C | [8 empty] | 4 | m³/d
BOURN STW | S0172XAMPLKA1 | Consent | Live | No | TECO-0113-2024 | Morro | Unit 10 A/B | Bourn Quarter | Cambridge |  |  | CB23 7FW | 18/07/2024 | Used water arising from the cleaning of equipment used for capsules and film development R&D work. | Xampla Limited T/A Morro | Bio-Innovation Centre | 25 Cambridge Science Park Road | Cambridge |  |  | CB4 0FW | a point inside the building prior to the effluent being discharged to the public foul sewer | West Drive, Caldecote | TL3471859394 | TL3540659244 | [54 empty] | 2500 | mg/l | [54 empty] | 1 | l/s | [48 empty] | 10 | pH | 6 | pH | [18 empty] | 1000 | mg/l | [16 empty] | 43 | °C | [8 empty] | 0.1 | m³/d
BOURNE STW | S01BOURPFSKA1 | Consent | Live | No | ACZ 190 | Bourne PFS Ltd | Milestone Road | Bourne |  |  |  | PE10 0ET | 17/12/2014 | Used water from vehicle washing, having passed through an interceptor. | Bourne PFS Ltd | Melway House, Melway Lane | Child Okeford | Blandford Forum | Dorset |  | DT11 8EW | at a point after silt interceptor, prior to discharge to the public foul sewer | at manhole 1701, Milestone Road, Bourne | TF1014318717 | TF1018418736 | [54 empty] | 2500 | mg/l | [54 empty] | 1 | l/s | [48 empty] | 11 | pH | 6 | pH | [18 empty] | 1000 | mg/l | [8 empty] | 1000 | mg/l | [6 empty] | 45 | °C | [8 empty] | 2 | m³/d
BOURNE STW | S01WALTERDKA | Direction | Live | No | ADV 362 | Walter Day & Sons Ltd | Livestock Hauliers | Parkwood Lodge | Peterborough Road | Thurlby, Bourne | Lincolnshire | PE10 0EL | 01/03/2011 | Wastewater arising from the washing of vehicles associated with the transport of livestock. | Walter Day & Sons | Swallow Hill Farm | Thurlby | Bourne | Lincolnshire |  | PE10 0JB | at sampling chamber following silt trap & interceptor, prior to discharge to the public foul sewer | at the A15, Thurlby, via private foul sewage pumping station | TF1019016040 | TF1051016880 | [54 empty] | 2500 | mg/l | [54 empty] | 4 | m³/hr | [36 empty] | 250 | mg/l | [10 empty] | 11 | pH | 6 | pH | [18 empty] | 1000 | mg/l | [8 empty] | 1000 | mg/l | [6 empty] | 45 | °C | [8 empty] | 10 | m³/d
BOURNE STW | S01BOURTDCKA | Direction | Live | No | ADX 335 | Bourne Textile Services Limited | Cherry Holt Road | Bourne | Lincolnshire |  |  | PE10 9LA | 01/02/2013 | Wastewaters arising from the laundering and dry cleaning of domestic items plus boiler blowdown & softener backwash. | Bourne Textile Services Limited | Cherry Holt Road | Bourne | Lincolnshire |  |  | PE10 9LA | at a point prior to discharging to the public foul sewer | Cherry Holt Road, Bourne | TF1062019780 | TF1059019780 | [54 empty] | 2000 | mg/l | [54 empty] | 6 | m³/hr | [36 empty] | 100 | mg/l | [10 empty] | 11 | pH | 6 | pH | [8 empty] | 25 | mg/l | [8 empty] | 1000 | mg/l | [8 empty] | 1000 | mg/l | [6 empty] | 45 | °C | [8 empty] | 20 | m³/d
BOURNE STW | S01BOURNELKA | Direction | Live | No | ADZ 723 | Bourne Leisure Centre | Queens Road, Bourne | Lincolnshire |  |  |  | PE10 9DX | 01/10/2016 | Used water from the swimming pool filter back wash and the periodic drain -down of pool contents. | South Kesteven District Council | Council Offices | St Peter's Hill | Grantham | Lincolnshire |  | NG31 6PZ | at a point prior to discharge into the public foul sewer | at Queens Road, Bourne | TF1010020750 | TF1010020750 | [54 empty] | 1000 | mg/l | [10 empty] | 5 | mg/l | [42 empty] | 1 | l/s | [48 empty] | 10 | pH | 6 | pH | [18 empty] | 1000 | mg/l | [16 empty] | 45 | °C | [8 empty] | 30 | m³/d
BOURNE STW | S01DEELANEKA | Direction | Live | No | ADT 284 | Delaine Buses Limited | 8 Spalding Road | Bourne | Lincolnshire |  |  | PE10 9LE | 01/01/2009 | Wastewaters arising from the washing of vehicles, after passage through a suitably sized and maintained 3-stage interceptor | Delaine Buses Limited | 8 Spalding | Bourne | Lincolnshire |  |  | PE10 9LE | at a point prior to discharging to the public foul sewer | Spalding Road, Bourne | TF1029019960 | TF1028019990 | [54 empty] | 2000 | mg/l | [54 empty] | 1 | m³/hr | [36 empty] | 250 | mg/l | [10 empty] | 11 | pH | 6 | pH | [18 empty] | 1000 | mg/l | [8 empty] | 1000 | mg/l | [6 empty] | 45 | °C | [8 empty] | 5 | m³/d
BOURNE STW | S01WARNEROKA | Direction | Live | No | ADX 03 | Warners (Midland) PLC | The Maltings | Manor Lane | Bourne | Lincolnshire |  | PE10 9PH | 01/07/2012 | Wastewaters arising from the reverse osmosis and softening plant | Warners (Midland) PLC | The Maltings | Manor Lane | Bourne | Lincolnshire |  | PE10 9PH | at the discharge from the water treatment plant situated in the press hall prior to discharging to the public foul sewer | at West Street, Bourne | TF0921020070 | TF0924020140 | [54 empty] | 300 | mg/l | [54 empty] | 1 | m³/hr | [36 empty] | 100 | mg/l | [10 empty] | 10 | pH | 6 | pH | [18 empty] | 200 | mg/l | [8 empty] | 1000 | mg/l | [6 empty] | 45 | °C | [8 empty] | 1 | m³/d
BOURNE STW | S01BULL VWKA | Direction | Live | No | ADU 440 | Bullimores Plant Hire | Mays Road | Bourne | Lincolnshire |  |  | PE10 9HT | 01/03/2010 | Wastewaters, after passage through a suitably sized and maintained silt interceptor, from the external washing of vehicles and plant only. | Bullimores Sand & Gravel Limited | Thistleton Lane | South Witham | Grantham | Lincolnshire |  | NG33 5QE | at a point prior to discharging to the public foul sewer. | at Mays Road, Bourne. | TF1050020500 | TF1050020430 | [54 empty] | 2000 | mg/l | [54 empty] | 1 | m³/hr | [36 empty] | 250 | mg/l | [10 empty] | 11 | pH | 6 | pH | [18 empty] | 1000 | mg/l | [8 empty] | 1000 | mg/l | [6 empty] | 45 | °C | [8 empty] | 1 | m³/d
BOURNE STW | S01DELAINEKA | Direction | Live | No | ADT 283 | Delaine Buses Limited | 8 Spalding Road | Bourne | Lincolnshire |  |  | PE10 9LE | 01/01/2009 | Wastewaters arising from the steam cleaning and pressure washing of vehices, after passage through a suitably sized and maintained 3 stage interceptor | Delaine Buses Limited | 8 Spalding Road | Bourne | Lincolnshire |  |  | PE10 9LE | at a point prior to discharging to the public foul sewer | Eastgate, Bourne | TF1032019970 | TF1031020000 | [54 empty] | 5000 | mg/l | [54 empty] | 2 | m³/hr | [36 empty] | 250 | mg/l | [10 empty] | 11 | pH | 6 | pH | [18 empty] | 1000 | mg/l | [8 empty] | 1000 | mg/l | [6 empty] | 45 | °C | [8 empty] | 5 | m³/d
BOURNE STW | S01BIGWASHKA | Direction | Live | No | ADZ 912 | Bourne Bigwash | 5 Wherry's Lane | Bourne | Lincolnshire |  |  | PE10 9HQ | 01/02/2017 | Used waters from the laundering of domestic items only. | Mr Simon Rowlands | Bourne Bigwash | 5 Wherrys Lane | Bourne | Lincolnshire |  | PE10 9HQ | at a point prior to discharge to the public foul sewer | at a point prior to manhole 5208, Wherry's Lane, Bourne | TF0952720270 | TF0955320279 | [54 empty] | 2000 | mg/l | [54 empty] | 1 | l/s | [48 empty] | 11 | pH | 6 | pH | [18 empty] | 1000 | mg/l | [16 empty] | 45 | °C | [8 empty] | 5 | m³/d
BOURNE STW | S01BSALADSKA | Direction | Live | No | TEDI-0091-2020 | Bakkavor Salads - Bourne | Spalding Road | Bourne | Lincolnshire |  |  | PE10 0AT | 29/09/2020 | Use water derived from the balanced flows and pumped direct from the following processes: , (i) - Hygiene wash waters from the factory, and (ii) - Surplus recycled process waters from salad, vegetable and fruit preparation. (iii) - Boiler blowdown (iv) - Softener backwash. | Bakkavor Holdings Limited | Fitzroy Place | 5th Floor | 8 Mortimer Street | London |  | W1T 3JJ | the trade effluent private pumping well | the inlet of Bourne Water Recycling Centre | TF1088320272 | TF1088020050 | [54 empty] | 1500 | mg/l | [54 empty] | 10 | l/s | [48 empty] | 10 | pH | 6 | pH | [8 empty] | 10 | mg/l | [8 empty] | 1000 | mg/l | [16 empty] | 45 | °C | [8 empty] | 900 | m³/d
BOURNE STW | S01PGAMECOKA | Direction | Live | No | TEDI-0075-2022 | Peterborough Game Company Limited | Unit 5 - 7 The Arena | Roman Bank | Bourne | Lincolnshire |  | PE10 9LQ | 30/12/2022 | Wash waters arising from the preparation of game produce and from the cleansing of utensils. | Peterborough Game Company Limited | Commerce House | 18 West Street, | Bourne | Lincolnshire |  | PE10 9NE | the manhole post preparation area prior to discharging to the public foul sewer | The Arena, Bourne | TF1031619553 | TF1038019510 | [54 empty] | 2000 | mg/l | [54 empty] | 1 | l/s | [36 empty] | 250 | mg/l | [10 empty] | 10 | pH | 6 | pH | [18 empty] | 2000 | mg/l | [16 empty] | 43 | °C | [8 empty] | 1 | m³/d
BOURNE STW | S01WARNMIDKA | Direction | Live | No | TEDI-0078-2022 | Warners (Midlands) PLC | The Maltings | Manor Lane | Bourne | Lincolnshire |  | PE10 9PH | 22/11/2022 | Used water arising from the plate making process. | Warners (Midlands) PLC | The Maltings | Manor Lane | Bourne | Lincolnshire |  | PE10 9PH | a point in the plate setter room, and prior to discharging to the foul sewer | St. Peters Road, Bourne | TF0925020030 | TF0924020140 | [54 empty] | 1500 | mg/l | [54 empty] | 1 | l/s | [48 empty] | 10 | pH | 6 | pH | [18 empty] | 500 | mg/l | [8 empty] | 1000 | mg/l | [6 empty] | 43 | °C | [8 empty] | 5 | m³/d
BOURNE STW | S01BOURSHRKA1 | Consent | Live | No | TECO-0045-2022 | Bourne Skip Hire and Recycling LTD | Cherry Holt Road | Bourne | Lincolnshire |  |  | PE10 9LA | 13/04/2022 | Used water arising from washing of vehicles, skips and heavy plants using a pressure jet and pre- selective / non varying traffic film remover. | Bourne Skip Hire and Recycling LTD | Cherry Holt Road | Bourne | Lincolnshire |  |  | PE10 9LA | a point past the interceptor, prior to discharging into the public foul sewer | manhole 6901, east of Cherry Holt rd, Bourne | TF1065719945 | TF1065919932 | [54 empty] | 2500 | mg/l | [54 empty] | 1 | l/s | [48 empty] | 11 | pH | 6 | pH | [18 empty] | 1000 | mg/l | [16 empty] | 43 | °C | [8 empty] | 2.5 | m³/d
BOURNE STW | S01W MIDL KA | Direction | Live | No | TEDI-0241-2022 | Warners (Midlands) PLC | The Maltings | Manor Lane | Bourne | Lincolnshire |  | PE10 9PH | 20/12/2022 | Used water arising from plate making process. | Warners (Midlands) PLC | The Maltings | Manor Lane | Bourne | Lincolnshire |  | PE10 9PH | a point prior to discharging to the public foul sewer | West Street, Bourne | TF0927020120 | TF0927020150 | [54 empty] | 1500 | mg/l | [16 empty] | 2 | mg/l | [36 empty] | 1 | l/s | [48 empty] | 10 | pH | 6 | pH | [18 empty] | 500 | mg/l | [8 empty] | 1000 | mg/l | [6 empty] | 45 | °C | [8 empty] | 4 | m³/d | [14 empty] | 1.5 | mg/l
BOURNE STW | S01BOUTEXSKA | Consent | Live | No | TECO-0207-2022 | Johnsons Textile Services Limited | Cherry Holt Road | Bourne | Lincolnshire |  |  | PE10 9LA | 14/02/2023 | Used waters from laundry process, boiler blowdown & softener backwash. | Johnsons Textile Services Limited T/A Johnsons Hotel Linen | Johnson House Abbots Park | Monks Way | Preston Brook | Cheshire | England | WA7 3GH | the trade effluent discharge v-notch | the public foul sewer discharging directly to Bourne WRC | TF1070019850 | TF1065019900 | [54 empty] | 2500 | mg/l | [54 empty] | 8 | l/s | [36 empty] | 250 | mg/l | [10 empty] | 10 | pH | 6 | pH | [8 empty] | 15 | mg/l | [8 empty] | 500 | mg/l | [8 empty] | 1000 | mg/l | [6 empty] | 43 | °C | [8 empty] | 400 | m³/d
BOURNE STW | S01BOURWMLKA1 | Direction | Live | No | TEDI-0165-2025 | Warners (Midlands) PLC | The Maltings | Manor Lane | Bourne | Lincolnshire |  | PE10 9PH | 19/12/2025 | Used water from the following: (i) Spent developer carry-over from a thermal Computer-to-Plate processor and rinsewater, (ii) Reverse osmosis backwash from Lithoman 3 and (iii) Lithoman 3 humidification discharge. | Warners (Midlands) PLC | The Maltings | Manor Lane | Bourne | Lincolnshire |  | PE10 9PH | a tap prior to discharge to the public foul sewer | Manhole 3102, West Street, Bourne | TF0927220022 | TF0931420151 | [54 empty] | 1500 | mg/l | [54 empty] | 1 | l/s | [48 empty] | 10 | pH | 6 | pH | [18 empty] | 500 | mg/l | [16 empty] | 43 | °C | [8 empty] | 2 | m³/d
BRACKLEY STW (NEW) | S01MUDIEBOKA | Direction | Live | No | ADZ 924 | Collett Transport Services | Unit 2, Boundary Road | Buckingham Road Industrial Estate | Brackley |  |  | NN13 7ES | 07/02/2017 | Used water after passage through an interceptor, from the steam cleaning of HGV refuse vehicles, including the undercarriage. | Specialist Fleet Services Limited | Heron House | 5 Heron Square | Richmond, Surrey |  |  | TW9 1EL | at the manhole downstream of the interceptor | at Boundary Road | SP5915036670 | SP5917036760 | [54 empty] | 2500 | mg/l | [54 empty] | 0.3 | l/s | [48 empty] | 10 | pH | 6 | pH | [18 empty] | 1000 | mg/l | [16 empty] | 45 | °C | [8 empty] | 1 | m³/d
BRACKLEY STW (NEW) | S013016202KA1 | Direction | Live | No | ADZ 280 | Storopack UK Ltd | Boundary Road | Brackley | Northamptonshire |  |  | NN13 7ES | 01/06/2015 | Used waters arising from steam condensate, containing trace levels of detergent. | Storopack UK Limited | The Granary Unit E | Hermitage Court, Hermitage Lane | Maidstone, Kent |  |  | ME16 9NT | at a point prior to discharging to the public foul sewer | at Boundary Road, Brackley | SP5913036510 | SP5909036480 | [54 empty] | 2000 | mg/l | [54 empty] | 1 | l/s | [48 empty] | 12.5 | pH | 6 | pH | [18 empty] | 1000 | mg/l | [8 empty] | 1000 | mg/l | [6 empty] | 45 | °C | [8 empty] | 30 | m³/d
BRACKLEY STW (NEW) | S013016109KA1 | Direction | Live | No | ADZ 304 | Smiths Concrete Limited | Shires Road | Brackley Industrial Estate | Brackley |  |  | NN13 7EZ | 01/07/2015 | Used waters arising from the operations of a concrete batching plant, plus contaminated surface run-off. | Smiths Concrete Limited | Enslow | Kidlington | Oxford |  |  | OX5 3AY | at a discharge pipe after settlement tank | at Shires Road | SP5928436627 | SP5927236652 | [54 empty] | 2000 | mg/l | [54 empty] | 1.5 | l/s | [48 empty] | 12 | pH | 6 | pH | [18 empty] | 1000 | mg/l | [16 empty] | 45 | °C | [8 empty] | 130 | m³/d
BRACKLEY STW (NEW) | S01LEIBRACKA1 | Consent | Live | No | TECO-0102-2018 | Brackley Leisure Centre | Springfield Way | Brackley |  |  |  | NN13 6AL | 22/10/2018 | Used water from the filter backwashing process and periodic drain-down of swimming pool contents. | Legacy Leisure Limited | 71 Graham Road | Malvern | Worcestershire |  |  | WR17 2JS | the outlet to the trade effluent discharge tank | to the South of the site at grid ref: SP5806438009 | SP5803738066 | SP5806438009 | [54 empty] | 1000 | mg/l | [10 empty] | 5 | mg/l | [42 empty] | 9 | l/s | [48 empty] | 10 | pH | 6 | pH | [18 empty] | 1000 | mg/l | [16 empty] | 45 | °C | [8 empty] | 12 | m³/d
BRACKLEY STW (NEW) | S013016204KA1 | Consent | Live | No | TECO-0002-2021 | Sainsburys Brackley Petrol Filling Station | Northampton Road | Brackley |  |  |  | NN13 7DL | 11/01/2021 | Used water, after passage via an interceptor, from the external washing of vehicles only. | Sainsbury's Group Holdings Ltd | 33 Holborn | London |  |  |  | EC1N 2HT | a point prior to entry into the public foul sewer and after passage through interceptor | a point located between Brackley Bypass and Northampton Road to the east of the site along the 280mm foul sewer | SP5909738181 | SP5921938209 | [54 empty] | 2500 | mg/l | [54 empty] | 5 | l/s | [48 empty] | 11 | pH | 7 | pH | [18 empty] | 1000 | mg/l | [16 empty] | 43 | °C | [8 empty] | 30 | m³/d
BRACKLEY STW (NEW) | S013016205KA1 | Consent | Live | No | TECO-0178-2022 | Mercedes-Benz Grand Prix Limited | Operations Centre | Reynard Park | Oxford Road | Brackley | Northamptonshire | NN13 7BD | 05/12/2022 | Used waters arising from the non-destructive testing (NDT) of small metallic components after hollow-fibre and carbon filtration. | Mercedes-Benz Grand Prix Limited | Operations Centre | Reynard Park | Oxford Road | Brackley | Northamptonshire | NN13 7BD | the outlet of hollow fibre filter unit, prior to discharge to the public foul sewer | St James Road, Brackley, MH 6401 | SP5866536260 | SP5863836420 | [54 empty] | 5000 | mg/l | [54 empty] | 2.5 | l/s | [48 empty] | 10 | pH | 6 | pH | [18 empty] | 500 | mg/l | [16 empty] | 43 | °C | [8 empty] | 0.25 | m³/d
BRACKLEY STW (NEW) | S013016206KA1 | Consent | Live | No | TECO-0216-2022 | AMR GP Limited | Top Station Road | Industrial Estate | Brackley | Northamptonshire |  | NN13 7UG | 05/12/2022 | Used waters arising from the rinsing of resin car components after sanding and washing using domestic strength detergent. | AMR GP Limited | Dadford Road | Silverstone | Northamptonshire |  |  | NN12 8TJ | the wash sinks within the model shop, prior to discharge to the foul sewer | Top Station Road, Brackley, MH 0801 | SP5901437931 | SP5901137803 | [54 empty] | 2500 | mg/l | [54 empty] | 0.3 | l/s | [48 empty] | 10 | pH | 6 | pH | [18 empty] | 1000 | mg/l | [16 empty] | 43 | °C | [8 empty] | 0.4 | m³/d
BRACKLEY STW (NEW) | S013016105KA1 | Direction | Live | No | TEDI-0257-2023 | Faccenda Foods Limited T/A Avara Foods | Willow Road | Brackley | Northamptonshire |  |  | NN13 7EX | 04/03/2024 | Used waters, following pre-treatment through a dissolved air flotation (DAF) plant, arising from poultry processing. | Faccenda Foods Limited | Willow Road | Brackley | Northamptonshire |  |  | NN13 7EX | a point after the DAF plant, prior to discharge into the public sewer | Willow Road, Brackley, MH 2705 | SP5932436691 | SP5929836772 | [24 empty] | 75 | mg/l | [28 empty] | 1600 | mg/l |  |  | 2125 | kg/d | [50 empty] | 20 | l/s |  |  |  |  | 10 | mg/l | [30 empty] | 250 | mg/l | [10 empty] | 10 | pH | 6 | pH | [8 empty] | 15 | mg/l | [8 empty] | 500 | mg/l | [16 empty] | 43 | °C | [8 empty] | 1700 | m³/d
BRACKLEY STW (NEW) | S013016203KA1 | Direction | Live | No | TEDI-0106-2024 | Mercedes-Benz Grand Prix | Operations Centre | Reynard Park, Oxford Street | Brackley, Northamptonshire |  |  | NN13 7BD | 20/08/2024 | Used water arising from the process of wet blasting of metal components with fine pink alumina mineral abrasive prior to passing through a fine fibre belt and settling tank. | Mercedes-Benz Grand Prix Limited | Operations Centre | Reynard Park | Brackley, Northamptonshire |  |  | NN13 7BD | the final filter tray within the wet grid blasting room | sewer on St James Road MH ref 6401 | SP5878136281 | SP5863836420 | [22 empty] | 100 | mg/l | [30 empty] | 1000 | mg/l | [54 empty] | 0.5 | l/s | [48 empty] | 10 | pH | 6 | pH | [18 empty] | 500 | mg/l | [16 empty] | 43 | °C | [8 empty] | 1 | m³/d
BRACKLEY STW (NEW) | S013016209KA1 | Consent | Live | No | TECO-0051-2026 | Brackley Hand Car Wash Limited | Tesco Store Car Park | Oxford Road | Brackley | Northamptonshire |  | NN13 7EF | 12/03/2026 | Used water, after passage via an interceptor, from the external washing of vehicles only. | Brackley Hand Car Wash Limited | 17 Spencer Gardens | Brackley | Northamptonshire |  |  | NN13 6AQ | a point after the interceptor, prior to discharge to the public foul sewer | Oxford Road, Brackley, MH 3301 | SP5837236367 | SP5838636363 | [54 empty] | 2500 | mg/l | [54 empty] | 0.51 | l/s | [48 empty] | 11 | pH | 6 | pH | [18 empty] | 1000 | mg/l | [16 empty] | 43 | °C | [8 empty] | 5 | m³/d
BRAINTREE STW | S01BRAINBPKA | Consent | Live | No | ACZ 342 | Braintree SF Connect | Great Notley | Notley Cross | Braintree |  |  | CM77 7AB | 19/08/2015 | Used water, after passage via an interceptor, from the external washing of vehicles only. | BP Oil UK Limited | Chertsey Road | Sudbury on Thames | Middlesex |  |  | TW16 7BP | at a point following the interceptor, prior to entry to the public foul sewer | at the sewer adjacent to the B1256 | TL7486521838 | TL7486821835 | [54 empty] | 2500 | mg/l | [54 empty] | 0.417 | l/s | [48 empty] | 11 | pH | 6 | pH | [18 empty] | 1000 | mg/l | [16 empty] | 45 | °C | [8 empty] | 3 | m³/d
BRAINTREE STW | S01BRAIBLDKA | Consent | Live | No | ACZ 136 | Buildbase | Manor Street | Braintree | Essex |  |  | CM7 3HS | 24/09/2014 | Used water from the jet washing of hire equipment. | Grafton Merchanting GB Limited | PO Box 1586, Gemini One | John Smith Drive | Oxford Business Park South | Oxford |  | OX4 9JF | at a point following the interceptor, prior to entering the public foul sewer | at Manor Street | TL7652022932 | TL7652922919 | [54 empty] | 2500 | mg/l | [54 empty] | 1 | l/s | [36 empty] | 250 | mg/l | [10 empty] | 11 | pH | 6 | pH | [18 empty] | 1000 | mg/l | [8 empty] | 1000 | mg/l | [6 empty] | 45 | °C | [8 empty] | 2 | m³/d
BRAINTREE STW | S01BRAIENTKA | Consent | Live | No | ACZ 375 | Enterprise Rent A Car UK Ltd | 4A Galleys Corner | Cressing Road | Braintree | Essex |  | CM77 8GA | 01/10/2015 | Used water from the washing of vehicles, after passage via an interceptor. | Enterprise Rent A Car UK Limited | c/o Steve Young | Enterprise House | Vicarage Road | Egham | Surrey | TW20 9FB | at the vehicle washing, prior to discharge to the public foul sewer | at manhole 7801, Galleys Corner | TL7776321862 | TL7774621886 | [54 empty] | 2500 | mg/l | [54 empty] | 0.2 | l/s | [48 empty] | 11 | pH | 6 | pH | [18 empty] | 1000 | mg/l | [16 empty] | 45 | °C | [8 empty] | 1 | m³/d
BRAINTREE STW | S01ERNESTDKA1 | Consent | Live | No | ACU 134 | Ernest Doe & Sons Limited | Rayne Road | Braintree | Essex |  |  | CM7 2QS | 27/10/2009 | Wastewater, after passage via an interceptor, from the external washing of agricultural and horticultural machinery only. | Ernest Doe & Sons Limited | Ulting | Nr Maldon | Essex |  |  | CM9 6QH | at the manhole after the interceptor | at Rayne Road (at manhole No. 7002), Braintree, Essex. | TL7477023110 | TL7475023030 | [54 empty] | 2000 | mg/l | [54 empty] | 0.75 | m³/hr | [36 empty] | 250 | mg/l | [10 empty] | 11 | pH | 6 | pH | [18 empty] | 1000 | mg/l | [8 empty] | 1000 | mg/l | [6 empty] | 45 | °C | [8 empty] | 6 | m³/d
BRAINTREE STW | S01CANDORAKA | Direction | Live | No | ADW 292 | Lookers Ford | Rayne Road | Braintree | Essex |  |  | CM7 2QS | 01/05/2012 | Wastewater, after passage through a three stage interceptor, from an automatic car wash. | Lookers Public Limited Company | 776 Chester Road | Stretford | Manchester |  |  | M32 0QH | at a point after passage through the three stage interceptor and prior to discharge into the public foul sewer | at Rayne Road, Braintree | TL7465027150 | TL7463023020 | [54 empty] | 2500 | mg/l | [54 empty] | 1.5 | m³/hr | [36 empty] | 250 | mg/l | [10 empty] | 11 | pH | 6 | pH | [18 empty] | 1000 | mg/l | [8 empty] | 1000 | mg/l | [6 empty] | 45 | °C | [8 empty] | 5 | m³/d
BRAINTREE STW | S01CANDORBKA | Direction | Live | No | ADW 293 | Lookers Ford | Rayne Road | Braintree | Essex |  |  | CM7 2QS | 01/05/2012 | Wastewater from car de-waxing. | Lookers Public Limited Company | 776 Chester Road | Stretford | Manchester |  |  | M32 0QH | at a point after discharge from the de-waxing area and before entry into the public foul sewer | at Rayne Road, Braintree | TL7466027160 | TL7469223014 | [54 empty] | 2500 | mg/l | [54 empty] | 1 | m³/hr | [36 empty] | 250 | mg/l | [10 empty] | 11 | pH | 6 | pH | [18 empty] | 1000 | mg/l | [8 empty] | 1000 | mg/l | [6 empty] | 45 | °C | [8 empty] | 5 | m³/d
BRAINTREE STW | S01TEXBRAIKA | Direction | Live | No | ADY 156 | The Co-operative Food | Galleys Roundabout Filling Station | A120 Braintree Bypass | Braintree | Essex |  | CM77 8GG | 01/11/2013 | Used waters from a jet wash, after passing through a suitably maintained interceptor. | Co-operative Group Limited | 1 Angel Square | Manchester |  |  |  | M60 0AG | at a point after the interceptor, prior to discharging to the public foul sewer | at Cressing Road, Braintree | TL7792022180 | TL7779022080 | [54 empty] | 2500 | mg/l | [54 empty] | 3 | m³/hr | [36 empty] | 250 | mg/l | [10 empty] | 11 | pH | 6 | pH | [18 empty] | 1000 | mg/l | [8 empty] | 1000 | mg/l | [6 empty] | 45 | °C | [8 empty] | 8 | m³/d
BRAINTREE STW | S01VETPRACKA1 | Direction | Live | No | ADV 465 | Millennium Veterinary Practice Limited | 1 Millennium Way | Braintree | Essex |  |  | CM7 3GX | 01/07/2011 | Wastewater from X-ray processing after silver recovery treatment. | Millennium Veterinary Practice Limited | 1 Millennium Way | Braintree | Essex |  |  | CM7 3GX | at a point prior to discharging to the public foul sewer. | at Millennium Way, Braintree | TL7690022640 | TL7691022660 | [54 empty] | 25000 | mg/l | [54 empty] | 1 | l/s | [36 empty] | 100 | mg/l | [10 empty] | 10 | pH | 6 | pH | [14 empty] | 2 | mg/l |  |  | 500 | mg/l | [16 empty] | 45 | °C | [8 empty] | 0.05 | m³/d
BRAINTREE STW | S01ARCBTREKA | Direction | Live | No | ADY 35 | ARC Car Wash | Millennium Way | Galleys Island | Chapel Hill | Cressings, Braintree |  | CM7 8GA | 01/08/2013 | Wastewater arising from the external washing of vehicles after passing through an interceptor. | Anduff Car Wash Limited | 35 - 37 Amersham Hill | High Wycombe | Buckinghamshire |  |  | HP13 6NU | at a point after the interceptor and prior to discharging to the public foul sewer | Galleys Corner, Braintree. | TL7776021830 | TL7779021880 | [54 empty] | 2500 | mg/l | [54 empty] | 2 | l/s | [36 empty] | 250 | mg/l | [10 empty] | 11 | pH | 6 | pH | [18 empty] | 1000 | mg/l | [8 empty] | 1000 | mg/l | [6 empty] | 45 | °C | [8 empty] | 20 | m³/d
BRAINTREE STW | S01BRAIMARKA | Direction | Live | No | ADZ 309 | Marshall of Braintree (Seat) | Galleys Corner | Braintree Road | Braintree |  |  | CM77 8GA | 01/06/2015 | Used water after passage via an interceptor, from the external washing of vehicles only. | Marshall Motor Group Limited | Airport House | Newmarket Road | Cambridge |  |  | CB5 8RY | at a point following the interceptor, prior to discharge to the public foul sewer | at Braintree Road, Essex | TL7779621837 | TL7779121883 | [54 empty] | 2500 | mg/l | [54 empty] | 0.2 | l/s | [48 empty] | 11 | pH | 6 | pH | [18 empty] | 1000 | mg/l | [8 empty] | 1000 | mg/l | [6 empty] | 45 | °C | [8 empty] | 1 | m³/d
BRAINTREE STW | S01STARAYNKA | Direction | Live | No | ADZ 32 | Texaco Star Rayne Road Service Station | Rayne Road | Braintree | Essex |  |  | CM7 2QS | 01/08/2014 | Used waters from vehicle jet wash facility. | Plaistow Broadway Filling Stations Limited | 37 Market Street | Woolwich | London |  |  | SE18 6QR | at a point before entering pubic foul sewer | Rayne Road, Braintree | TL7477523053 | TL7479923038 | [54 empty] | 2500 | mg/l | [54 empty] | 1 | l/s | [36 empty] | 250 | mg/l | [10 empty] | 11 | pH | 6 | pH | [18 empty] | 1000 | mg/l | [8 empty] | 1000 | mg/l | [6 empty] | 45 | °C | [8 empty] | 2 | m³/d
BRAINTREE STW | S01VETPRACKA | Direction | Live | No | ADW 04 | Millennium Veterinary Practice Limited | Millennium Way | Braintree | Essex |  |  | CM7 3GX | 01/07/2011 | Wastewater arising from the laundering of blankets, bedding and other items associated with a veterinary practice. | Millennium Veterinary Practice Limited | 1 Millennium Way | Braintree | Essex |  |  | CM7 3GX | at a point prior to discharge to the public foul sewer. | at Millenium Way, Braintree | TL7690022640 | TL7691022660 | [54 empty] | 2000 | mg/l | [54 empty] | 1 | m³/hr | [36 empty] | 100 | mg/l | [10 empty] | 11 | pH | 6 | pH | [18 empty] | 1000 | mg/l | [8 empty] | 1000 | mg/l | [6 empty] | 45 | °C | [8 empty] | 2 | m³/d
BRAINTREE STW | S01RECYCLEKA | Direction | Live | No | ADY 313 | Braintree District Council | Environmental Services | Unit 4, Lakes Industrial Park | Lower Chapel Hill | Braintree, Essex |  | CM7 3RU | 01/03/2014 | Used water arising from the external washing of lorries and contaminated surface water from the recycling area | Braintree District Council | Causeway House | Braintree | Essex |  |  | CM7 9HB | at a point after passing through a suitably maintained intercptor, prior to discharge to the public foul sewer | at Manor Street, Braintree | TL7649022760 | TL7676022730 | [54 empty] | 2500 | mg/l | [54 empty] | 2 | m³/hr | [36 empty] | 250 | mg/l | [10 empty] | 11 | pH | 6 | pH | [18 empty] | 1000 | mg/l | [8 empty] | 1000 | mg/l | [6 empty] | 45 | °C | [8 empty] | 10 | m³/d
BRAINTREE STW | S01XPECT KA | Direction | Live | No | ADY 321 | Xpect Health & Fitness | Springwood Drive | Braintree, Essex |  |  |  | CM7 2YN | 01/03/2014 | Wastewater from swimming pool filter backwashing, daily emptying of spa and periodic drain-down of pool contents. | Xpect Braintree Limited | Xpect Health & Fitness | Springwood Drive | Braintree, Essex |  |  | CM7 2YN | at a point prior to entry into the public foul sewer | at Springwood Drive | TL7481024182 | TL7468024100 | [54 empty] | 1000 | mg/l | [10 empty] | 5 | mg/l | [42 empty] | 14 | l/s | [36 empty] | 250 | mg/l | [10 empty] | 10 | pH | 6 | pH | [18 empty] | 1000 | mg/l | [8 empty] | 1000 | mg/l | [6 empty] | 45 | °C | [8 empty] | 8 | m³/d
BRAINTREE STW | S01NORISH KA | Direction | Live | No | ADY 332 | Norish Limited | 1 Benfield Way | Lakes Road | Braintree, Essex |  |  | CM7 3YS | 01/04/2014 | Used waters containing biocides arising from cooling towers effluents | Norish Limited | Northern Industrial Estate | Bury St Edmunds | Suffolk |  |  | IP32 6NL | at an agreed point prior to discharge to the public foul sewer | in Manor Street, Braintree. | TL7662323022 | TL7656422960 | [54 empty] | 2000 | mg/l | [54 empty] | 2 | m³/hr | [36 empty] | 250 | mg/l | [10 empty] | 12.5 | pH | 6 | pH | [18 empty] | 1000 | mg/l | [8 empty] | 1000 | mg/l | [6 empty] | 45 | °C | [8 empty] | 12 | m³/d
BRAINTREE STW | S01BACCREPKA | Direction | Live | No | ADX 504 | Braintree Accident Repair Centre | Unit 4, Harrison Drive | Skitts Hill Industrial Estate | Braintree | Essex |  | CM7 1DE | 01/05/2013 | Wastewaters arising from the steam cleaning of cars | Braintree Motor Works Limited | Winghams House | 9 Freeport Office Village | Century Drive | Braintree, Essex |  | CM7 8TG | at a point prior to discharging to the public foul sewer | Harrison Drive, Skitts Hill, Braintree | TL7643022050 | TL7611022030 | [54 empty] | 2500 | mg/l | [54 empty] | 0.5 | m³/hr | [36 empty] | 250 | mg/l | [10 empty] | 11 | pH | 6 | pH | [18 empty] | 1000 | mg/l | [8 empty] | 1000 | mg/l | [6 empty] | 45 | °C | [8 empty] | 2.5 | m³/d
BRAINTREE STW | S01BGASBTRKA | Direction | Live | No | TEDI-0138-2018 | National Grid Gas PLC | Braintree Gasholder Station | Manor Street | Braintree |  |  | CM7 3HS | 05/11/2018 | Overflow from gas holder seal water. | National Grid Property Holdings Ltd | 1-3 Strand | London |  |  |  | WC2N 5EH | a point before entry to the public foul sewer | a point across the site from the direction of Manor Street. | TL7649222848 | TL7649222814 | [54 empty] | 2000 | mg/l | [54 empty] | 1 | l/s | [48 empty] | 10 | pH | 6 | pH | [18 empty] | 1000 | mg/l | [16 empty] | 45 | °C | [8 empty] | 7 | m³/d
BRAINTREE STW | S01CARECLNKA | Direction | Live | No | TEDI-0007-2019 | Care Drycleaning and Tailoring Limited | 4 Market Street | Braintree | Essex |  |  | CM7 3YA | 27/05/2019 | Used waters from the laundering of domestic items only. | Care Drycleaning and Tailoring Limited | 4 Market Street | Braintree | Essex |  |  | CM7 3YA | a point prior to discharge into the public foul sewer | New Street, Braintree | TL7574122993 | TL7572222981 | [54 empty] | 2000 | mg/l | [54 empty] | 0.15 | l/s | [48 empty] | 11 | pH | 6 | pH | [18 empty] | 1000 | mg/l | [16 empty] | 45 | °C | [8 empty] | 4 | m³/d
BRAINTREE STW | S01BRELECTKA | Direction | Live | No | TEDI-0016-2020 | Braintree Electro Platers Limited | 13 Springwood Drive | Springwood Industrial Estate | Braintree, Essex |  |  | CM7 2YN | 05/08/2020 | Used water comprising treated rinse-waters only from the following processes: 1 - zinc electroplating, 2 - anodising, 3 - black oxidize, 4 - alocrom, 5 - electroless nickel plating, 6 - passivation of stainless steel. | Braintree Electro Platers Limited | Aquila House | Waterloo Lane | Chelmsford, Essex |  |  | CM1 1BN | a point after effluent pre-treatment and prior to discharge into the public foul sewer | the rear of the premises in Springwood Drive | TL7444623351 | TL7442823312 | [54 empty] | 150 | mg/l | [12 empty] | 2 | mg/l | [40 empty] | 2 | l/s | [32 empty] | 2 | mg/l | [14 empty] | 10 | pH | 6 | pH | [18 empty] | 100 | mg/l | [8 empty] | 1000 | mg/l | [6 empty] | 43.3 | °C | [8 empty] | 50 | m³/d | [14 empty] | 5 | mg/l
BRAINTREE STW | S01BRAIVACKA2 | Consent | Live | No | TECO-0152-2021 | CGTC Manufacturing Innovation Centre | 4 Warner Drive | Springwood Industrial Estate | Braintree | Essex |  | CM7 2YW | 16/08/2021 | Used water arising from the manufacture of vaccines, consisting of autoclave condensate, softened laboratory wash water, and sterilised nutrient media. | CGTC Manufacturing Innovation Centre Limited | 12th Floor Tower Wing | Guy's Hospital | London |  |  | SE1 9RT | a point after discharge and prior to entering the public foul sewer | Warner Drive | TL7447623618 | TL7447823624 | [54 empty] | 1000 | mg/l | [54 empty] | 1.1 | l/s | [48 empty] | 10 | pH | 6 | pH | [18 empty] | 400 | mg/l | [16 empty] | 43 | °C | [8 empty] | 20 | m³/d
BRAINTREE STW | S01BRAIVACKA1 | Consent | Live | No | TECO-0151-2021 | CGTC Manufacturing Innovation Centre | 4 Warner Drive | Springwood Industrial Estate | Braintree | Essex |  | CM7 2YW | 16/08/2021 | Used water arising from the manufacture of vaccines, consisting of autoclave condensate, softened laboratory wash water, and sterilised nutrient media. | CGTC Manufacturing Innovation Centre Limited | 12th Floor Tower Wing | Guy's Hospital | London |  |  | SE1 9RT | a point after discharge and prior to entering the public foul sewer | Warner Drive | TL7449023612 | TL7449623618 | [54 empty] | 1000 | mg/l | [54 empty] | 1.1 | l/s | [48 empty] | 10 | pH | 6 | pH | [18 empty] | 400 | mg/l | [16 empty] | 43 | °C | [8 empty] | 20 | m³/d
BRAINTREE STW | S01BRALPHAKA1 | Consent | Live | No | TECO-0249-2023 | Alphasense Limited | 830 Avenue West | Skyline 120 | Great Notley | Essex |  | CM77 7AA | 21/11/2023 | Used water arising from the rinsing of contaminated glassware after lab processes. | Alphasense Limited | 2 New Star Road | Leicester | Leicestershire |  |  | LE4 9JD | the outflow of the dishwasher | Avenue West | TL7365921575 | TL7366921615 | [54 empty] | 1000 | mg/l | [54 empty] | 1 | l/s | [48 empty] | 10 | pH | 6 | pH | [18 empty] | 500 | mg/l | [16 empty] | 43 | °C | [8 empty] | 0.1 | m³/d
BRAINTREE STW | S01BRAMSAYKA1 | Consent | Live | No | TECO-0254-2023 | Ramsay Sterile Services-East | 49-51 Blackwell Drive | Springwood Industrial Estate | Braintree | Essex |  | CM7 2PU | 16/11/2023 | Used water arising from the washing and inspecting of medical devices for theatres, using washer, disinfectors and autoclaves, with water softening processes. | Ramsay Healthcare UK Operations Limited T/A Ramsay Sterile Services-East | Tower 42 | 25 Old Broad Street | London |  |  | EC2N 1HQ | the manhole to the south-east of the premises, to the rear of the building | the adjacent pumping station, Braintree Springwood Industrial Estate 2 | TL7437024128 | TL7438424131 | [54 empty] | 1000 | mg/l | [54 empty] | 3 | l/s | [48 empty] | 10 | pH | 6 | pH | [18 empty] | 1000 | mg/l | [16 empty] | 43 | °C | [8 empty] | 40 | m³/d
BRAINTREE STW | S01KEMTRONKA3 | Consent | Live | No | TECO-0258-2023 | Kemtron Limited | Unit 3C Bradbury Park | Bradbury Drive | Springwood Industrial Estate | Braintree | Essex | CM7 2DH | 21/11/2023 | Rinse waters only from the following aluminium passivation processes: a.) 'Kempas' potassium permanganate based process, and b.) 'Surtec 650' Chromium (III) based process, and (c) 'Metsoak AK3914' alkaline degreasing pre-treatment. | Kemtron Limited | Faraday Road | Dorcan | Swindon |  |  | SN3 5HH | a point after discharge from the passivation rinse tanks and before entry to the public foul sewer | to the rear of unit 3C | TL7487523293 | TL7491023289 | [54 empty] | 1000 | mg/l | [12 empty] | 5 | mg/l | [40 empty] | 0.25 | l/s | [48 empty] | 10 | pH | 6 | pH | [18 empty] | 250 | mg/l | [16 empty] | 43 | °C | [8 empty] | 1 | m³/d
BRAINTREE STW | S01BRALPHAKA2 | Consent | Live | No | TECO-0250-2023 | Alphasense Limited | 300 Avenue West | Skyline 120 | Great Notley | Essex |  | CM77 7AA | 21/11/2023 | Used water arising from the rinsing of contaminated glassware after lab processes. | Alphasense Limited | 2 New Star Road | Leicester | Leicestershire |  |  | LE4 9JD | the outflow of the dishwasher | Avenue West | TL7366621637 | TL7366921615 | [54 empty] | 1000 | mg/l | [54 empty] | 0.3 | l/s | [48 empty] | 10 | pH | 6 | pH | [18 empty] | 500 | mg/l | [16 empty] | 43 | °C | [8 empty] | 0.1 | m³/d
BRAINTREE STW | S01HARKERSKA | Direction | Live | No | TEDI-0157-2024 | George Harker & Company Limited | Park Drive Industrial Estate | Park Drive, Braintree | Essex |  |  | CM7 1AW | 23/12/2024 | Used water from the washing and drying of fruit. | George Harker & Company Limited | Park Drive Industrial Estate | Park Drive, Braintree | Essex |  |  | CM7 1AW | the manhole in the car park | Park Drive Industrial Estate access road | TL7648321977 | TL7647921981 | [54 empty] | 10000 | mg/l | [54 empty] | 1 | l/s | [36 empty] | 250 | mg/l | [10 empty] | 10 | pH | 6 | pH | [18 empty] | 1000 | mg/l | [16 empty] | 43 | °C | [8 empty] | 10 | m³/d
BRAINTREE STW | S01ARTHURBKA1 | Consent | Live | No | TECO-0249-2024 | Arthur Branwell and Co Limited | Unit 8 Springwood Drive | Braintree | Essex |  |  | CM7 2YN | 06/01/2025 | Used water arising from the manufacture of cocoa based products. | Arthur Branwell and Co Limited | Bronte House, 58-62 High Street | Epping | Essex |  |  | CM16 4AE | the manhole in the yard, opposite the factory entrance | Springwood Drive, Braintree | TL7452123491 | TL7449523469 | [54 empty] | 5000 | mg/l | [54 empty] | 1 | l/s | [36 empty] | 250 | mg/l | [10 empty] | 10 | pH | 6 | pH | [18 empty] | 1000 | mg/l | [16 empty] | 43 | °C | [8 empty] | 2 | m³/d | [14 empty] | 2 | mg/l
BRAINTREE STW | S01BRAISAFKA1 | Direction | Live | Yes | TEDI-0038-2025 | Safran Aerosystems Services UK Limited | 630 Avenue West, Skyline 120 | Braintree, Essex |  |  |  | CM77 7AA | 12/05/2025 | Used water from the cleaning of airplane toilets. | Safran Aerosystems Services UK Limited | 610 Avenue West, Skyline 120 | Braintree, Essex |  |  |  | CM77 7AA | the sampling tap on the discharge outlet pipe | Manhole 8700 in Avenue West | TL7334821619 | TL7386721727 | [48 empty] | 0.1 | mg/l |  |  |  |  | 2500 | mg/l | [12 empty] | 5 | mg/l |  |  | 3 | mg/l | [36 empty] | 2.2 | l/s | [32 empty] | 3 | mg/l | [14 empty] | 10 | pH | 6 | pH | [18 empty] | 1000 | mg/l | [16 empty] | 43 | °C | [8 empty] | 0.21 | m³/d | [14 empty] | 5 | mg/l
BRAINTREE STW | S01BRABISHKA | Direction | Live | No | TEDI-0016-2025 | Bishop Nick Limited | 33 East Street | Braintree | Essex |  |  | CM7 3JJ | 05/04/2025 | Used waters arising from a micro brewery, after passage through a settlement tank. | Bishop Nick Limited | 33 East Street | Braintree | Essex |  |  | CM7 3JJ | the inspection chamber in the grassy area to left of the brewery entrance | East Street, Braintree | TL7647023120 | TL7646023110 | [54 empty] | 12000 | mg/l | [54 empty] | 0.5 | l/s | [48 empty] | 10 | pH | 6 | pH | [18 empty] | 1500 | mg/l | [16 empty] | 43 | °C | [8 empty] | 5 | m³/d
BRAINTREE STW | S01BRAIEURKA | Direction | Live | Yes | TEDI-0051-2025 | Eurotech Powder Coating Services Limited | 21-23 Warner Drive | Springwood Industrial Estate | Braintree | Essex |  | CM7 2YW | 25/06/2025 | Used rinse waters from a titanium/zirconium phosphate pre-treatment process. | Eurotech Powder Coating Services Limited | 21-23 Warner Drive | Springwood Industrial Estate | Braintree | Essex |  | CM7 2YW | the collection IBC from the reverse osmosis plant | Warner Drive, Braintree | TL7460423602 | TL7458123603 | [48 empty] | 0.1 | mg/l |  |  |  |  | 2500 | mg/l | [12 empty] | 5 | mg/l |  |  | 3 | mg/l | [36 empty] | 0.5 | l/s | [32 empty] | 3 | mg/l | [14 empty] | 10 | pH | 6 | pH | [18 empty] | 1000 | mg/l | [16 empty] | 43 | °C | [8 empty] | 2 | m³/d | [14 empty] | 5 | mg/l
BRAINTREE STW | S01BRAISAFKA3 | Consent | Live | No | TECO-0261-2025 | Safran Aerosystems Services UK Ltd | Unit 610, Avenue West | Skyline 120 | Braintree | Essex |  | CM77 7AA | 11/02/2026 | Used water from the washing of aircraft crew mask parts. | Safran Aerosystems Services UK Ltd | Unit 610, Avenue West | Skyline 120 | Braintree | Essex |  | CM77 7AA | the outflow of the ultra sonic bath | Manhole 8700 in Avenue West | TL7348121699 | TL7386721727 | [48 empty] | 0.1 | mg/l |  |  |  |  | 1000 | mg/l | [16 empty] | 3 | mg/l | [36 empty] | 2.2 | l/s | [48 empty] | 11 | pH | 6 | pH | [18 empty] | 1000 | mg/l | [16 empty] | 43 | °C | [8 empty] | 0.18 | m³/d
BRAINTREE STW | S01BRAIMEDKA1 | Consent | Live | No | TECO-0241-2025 | Medequip Assistive Technology Ltd | Unit 2, Horizon Business Park 120 | Hyperion Way, Horizon Boulevard | Great Notley | Braintree | Essex | CM77 7AY | 26/01/2026 | Used water from the cleaning of medical assistance equipment via jet wash. | Medequip Assistive Technology Ltd | Unit 2 Summit Centre | Skyport Drive | Harmondsworth | West Drayton | Middlesex | UB7 0LJ | the outfall of the decontamination area | a point along the A131 | TL7364320130 | TL7368120640 | [54 empty] | 2500 | mg/l | [54 empty] | 0.23 | l/s | [48 empty] | 11 | pH | 6 | pH | [18 empty] | 1000 | mg/l | [16 empty] | 43 | °C | [8 empty] | 1 | m³/d
BRAINTREE STW | S01BRAIWAVKA1 | Consent | Live | No | TECO-0076-2026 | Waves Hand Car Wash | Braintree Marks Farm Tesco Supermarket | Coggeshall Road | Braintree | Essex |  | CM77 8AA | 10/04/2026 | Used water, after passage via an interceptor, from the external washing of vehicles only. | Hawrami's Family LTD T/A Waves Hand Car Wash | 149a Dawes Road | London | England |  |  | SW6 7EE | the last stage of the car wash interceptor | adjacent to Clay Pits, Braintree | TL7794123366 | TL7780323440 | [54 empty] | 2500 | mg/l | [54 empty] | 0.5 | l/s | [48 empty] | 11 | pH | 6 | pH | [18 empty] | 1000 | mg/l | [16 empty] | 43 | °C | [8 empty] | 5 | m³/d
BRAMPTON STW (CAMBS) | S01EABRAMPKA1 | Consent | Live | No | TECO-0030-2020 | Environment Agency | Bromholme Lane | Brampton | Huntingdon |  |  | PE28 4NE | 22/04/2020 | Used water, after passage via an interceptor, from the external washing of vehicles only. | Environment Agency | Legal Services | Horizon House | Deanery Road | Bristol |  | BS1 5AH | the interceptor hatch, prior to discharging to the public foul sewer | BRAMPTON-BROMHOLME LANE SPS | TL2225170824 | TL2228570830 | [54 empty] | 2500 | mg/l | [54 empty] | 0.5 | l/s | [48 empty] | 11 | pH | 6 | pH | [18 empty] | 1000 | mg/l | [16 empty] | 43.3 | °C | [8 empty] | 1 | m³/d
BRANDON STW | S01BRANLIGKA1 | Consent | Live | No | ACV 160 | Lignacite Limited | Norfolk House | High Street | Brandon | Suffolk |  | IP27 0AX | 06/10/2010 | Wastewaters arising from the external handwashing of vehicles | Lignacite Limited | Norfolk House | High Street | Brandon | Suffolk |  | IP27 0AX | at the outlet from the interceptor prior to discharging to the public foul sewer | at Bridge Street, Brandon | TL7845087250 | TL7835087250 | [54 empty] | 2500 | mg/l | [54 empty] | 1 | m³/hr | [36 empty] | 250 | mg/l | [10 empty] | 10 | pH | 6 | pH | [18 empty] | 1000 | mg/l | [8 empty] | 1000 | mg/l | [6 empty] | 45 | °C | [8 empty] | 3 | m³/d
BRANDON STW | S01BRANCARKA1 | Consent | Live | No | ACV 28 | Ruzhdi Zeneli | Brandon Hand Carwash | Mile End | London Road | Brandon | Suffolk | IP27 0NX | 18/05/2010 | Wastewaters arising from the operation of vehicle jetwash and hand carwash | Ruzhdi Zeneli | Rosedale | Mile End | London Road | Brandon | Suffolk | IP27 0NX | after the inspection chamber at the rear of covered wash area prior to discharging to the public foul sewer | at London Road, Brandon | TL7703085360 | TL7703085360 | [54 empty] | 2500 | mg/l | [54 empty] | 1 | m³/hr | [36 empty] | 150 | mg/l | [10 empty] | 11 | pH | 6 | pH | [18 empty] | 1000 | mg/l | [8 empty] | 1000 | mg/l | [6 empty] | 45 | °C | [8 empty] | 10 | m³/d
BRANDON STW | S01345HAPPKA | Direction | Live | No | ADT 203 | Mr G's Launderette | 14 Market Hill | Brandon | Suffolk |  |  | IP27 0AA | 01/12/2008 | Wastewaters from the laundering of domestic items only | N D & J A Guthrie | Brandon Lodge Hotel | 14 Market Hill | Brandon | Suffolk |  | IP27 0AA | at the rear of the property a point prior to discahrging to the public foul sewer | Store Street, Brandon | TL7840086470 | TL7840086450 | [54 empty] | 2000 | mg/l | [54 empty] | 2 | m³/hr | [36 empty] | 100 | mg/l | [10 empty] | 11 | pH | 6 | pH | [18 empty] | 500 | mg/l | [8 empty] | 1000 | mg/l | [6 empty] | 45 | °C | [8 empty] | 10 | m³/d
BRANDON STW | S01BRANFORKA1 | Consent | Live | No | ACW 58 | Forestry Commission | Santon Downham Workshop | Santon Downham | Brandon | Suffolk |  | IP27 0TJ | 17/08/2011 | Wastewater having passed through an interceptor arising from vehicle & plant washing (non agrochemical only) | Forestry Commission | Santon Downham Workshop | Santon Downham | Brandon | Suffolk |  | IP27 0TJ | at the inspection chamber after the interceptor at rear of vehicle wash area, prior to discharge to the public foul sewer. | at No 1 Santon Downham, Pumping Station. | TL8148087890 | TL8147087880 | [54 empty] | 2500 | mg/l | [54 empty] | 0.5 | m³/hr | [36 empty] | 250 | mg/l | [10 empty] | 11 | pH | 6 | pH | [18 empty] | 1000 | mg/l | [8 empty] | 1000 | mg/l | [6 empty] | 45 | °C | [8 empty] | 2.5 | m³/d
BRANDON STW | S01BRANFORKA2 | Direction | Live | No | TEDI-0245-2023 | Forestry Commission | Deer Larder | Santon Downham | Brandon | Suffolk |  | IP27 0TJ | 21/02/2024 | Used water from the rinsing of deer carcasses, game & associated hygiene processes. | Forestry Commission | Deer Larder | Santon Downham | Brandon | Suffolk |  | IP27 0TJ | a point after passing through basket filter/trap and before discharge to the foul sewer | No 1 Santon Downham Pumping Station, Santon Downham, Brandon | TL8149087900 | TL8147087880 | [54 empty] | 2500 | mg/l | [54 empty] | 0.3 | l/s | [36 empty] | 250 | mg/l | [10 empty] | 10 | pH | 6 | pH | [18 empty] | 1000 | mg/l | [16 empty] | 43 | °C | [8 empty] | 0.5 | m³/d
BRANTHAM STW | S01BRAISPHKA1 | Direction | Live | No | TEDI-0034-2018 | Braiswick Photographic Company Limited | Wesley House | Cattawade | Manningtree | Essex |  | CO11 1RJ | 22/03/2019 | Used waters from photographic processing, after silver recovery treatment. | Braiswick Photographic Company Limited | Wesley House | Cattawade | Manningtree | Essex |  | CO11 1RJ | a point after silver recovery and prior to entry into the public foul sewer | Cattawade Street, Brantham | TM1021033450 | TM1023433392 | [54 empty] | 25000 | mg/l | [54 empty] | 0.5 | l/s | [48 empty] | 10 | pH | 6 | pH | [14 empty] | 2 | mg/l |  |  | 500 | mg/l | [16 empty] | 45 | °C | [8 empty] | 0.1 | m³/d
BRANTHAM STW | S01BRAISWPKA1 | Direction | Live | No | TEDI-0032-2018 | Braiswick Photographic Company Limited | The Old Post Office | Cattawade Street | Brantham, Essex |  |  | CO11 1RH | 22/03/2019 | Used waters from photographic processing, after silver recovery treatment. | Braiswick Photographic Company Limited | Wesley House | Cattawade | Manningtree, Essex |  |  | CO11 1RJ | a point after silver recovery and prior to entry into the public foul sewer | Cattawade Street, Brantham | TM1020133362 | TM1023433365 | [54 empty] | 25000 | mg/l | [54 empty] | 0.5 | l/s | [48 empty] | 10 | pH | 6 | pH | [14 empty] | 2 | mg/l |  |  | 500 | mg/l | [16 empty] | 45 | °C | [8 empty] | 0.1 | m³/d
BRENTWOOD NAG HEAD LN STW THAM | S01BRENTCEKA1 | Consent | Live | No | TECO-0121-2025 | The Brentwood Centre | Doddinghurst Road | Brentwood, Essex |  |  |  | CM15 9NN | 10/07/2025 | Used water from the filter backwashing process and periodic drain-down of swimming pool contents. | Sports and Leisure Management Ltd T/A Everyone Active | 2 Watling Drive, Sketchley Meadows | Hinckley |  |  |  | LE10 3EY | the outflow of the backwash unit | Doddinghurst Road, Brentwood | TQ5922695420 | TQ5917195399 | [54 empty] | 1000 | mg/l | [10 empty] | 5 | mg/l | [42 empty] | 5 | l/s | [48 empty] | 10 | pH | 6 | pH | [18 empty] | 1000 | mg/l | [16 empty] | 43 | °C | [8 empty] | 8 | m³/d
BRIGG STW | S01ACT141 KA | Consent | Live | No | ACT 141 | Brigg Launderette | 4 Elwes Street | Brigg | N E Lincolnshire |  |  | DN20 8LB | 29/01/2009 | Waste waters from laundering processes | Michelle Smith | T/A Brigg Launderette | 4 Elwes Street | Brigg | N E Lincolnshire |  | DN20 8LB | at a point on the premises prior to discharging to the public foul sewer | in Elwes Street, Brigg | TA0000007170 | TA0001007170 | [54 empty] | 2000 | mg/l | [54 empty] | 1 | m³/hr | [36 empty] | 100 | mg/l | [10 empty] | 11 | pH | 6 | pH | [18 empty] | 500 | mg/l | [8 empty] | 1000 | mg/l | [6 empty] | 45 | °C | [8 empty] | 5 | m³/d
BRIGG STW | S01421BROWKA | Direction | Live | No | ADZ 848 | Brigg Service Station (FS156) | Bridge Street | Brigg | North Lincolnshire |  |  | DN20 8LY | 01/12/2016 | Used water from the external washing of vehicles. | Motor Fuel Limited | Building 2, Abbey View | Everard Close | At Albans | Hertfordshire |  | AL1 2QU | at the last manhole from the vehicle wash | at Bridge Street, Brigg | SE9959407038 | SE9958307069 | [54 empty] | 2500 | mg/l | [54 empty] | 1 | l/s | [48 empty] | 11 | pH | 6 | pH | [18 empty] | 1000 | mg/l | [16 empty] | 45 | °C | [8 empty] | 3.5 | m³/d
BRIGG STW | S01ACQ171 KA | Direction | Live | No | ADZ 612 | Ancholme Leisure Centre | Scawby Road | Scawby Brook | Brigg, North Lincolnshire |  |  | DN20 9JH | 01/06/2016 | Used waters from the backwashing of swimming pool filters and from the periodic emptying of pool contents. | North Lincolnshire Council | Civic Centre | Ashby Road | Scunthorpe | North Lincolnshire |  | DN16 1AB | at a point prior to discharge into the public foul sewer | at Bridge Street | SE9917007090 | SE9917007090 | [54 empty] | 1000 | mg/l | [10 empty] | 5 | mg/l | [42 empty] | 5.5 | l/s | [48 empty] | 10 | pH | 6 | pH | [18 empty] | 1000 | mg/l | [16 empty] | 45 | °C | [8 empty] | 20 | m³/d
BRIGG STW | S01ACG220 KA | Direction | Live | No | ADU 378 | Wrawby Services Limited | Plot 44 | Island Carr Industrial Estate | Brigg | North Lincolnshire |  | DN20 8PD | 01/02/2010 | Wastewaters, following passage via a grit trap and interceptor, from the washing of road sweepers and associated road grit. | Wrawby Services Limited | 8A Hillside Works | Whitehall Road | Cleckheaton | West Yorkshire |  | BD19 4DN | at the discharge from the last interceptor trap | at Island Carr Road | SE9945007300 | SE9945007300 | [54 empty] | 3000 | mg/l | [54 empty] | 0.25 | m³/hr | [36 empty] | 250 | mg/l | [10 empty] | 10 | pH | 6 | pH | [18 empty] | 750 | mg/l | [8 empty] | 1000 | mg/l | [6 empty] | 45 | °C | [8 empty] | 2 | m³/d | [14 empty] | 5 | mg/l
BRIGG STW | S01ACX03CLKA | Direction | Live | No | ADZ 412 | Bakercorp UK Limited | Europa Way | Brigg | North Lincolnshire |  |  | DN20 8UN | 01/10/2015 | Used water, after passage through an interceptor, from the washing of trailers used by tank and pump rental company. | Bakercorp UK Limited | Europa Way | Brigg | North Lincolnshire |  |  | DN20 8UN | at the last manhole on TE system after interceptors, before entering the public foul sewer | at Europa Way, Brigg | SE9956007930 | SE9957007910 | [54 empty] | 2500 | mg/l | [54 empty] | 1 | l/s | [48 empty] | 11 | pH | 6 | pH | [18 empty] | 1000 | mg/l | [16 empty] | 45 | °C | [8 empty] | 1 | m³/d
BRIGG STW | S01PEABRIGKA | Direction | Live | No | ADZ 950 | Peacock & Binnington Holdings Limited | Old Foundry | Bridge Street, Brigg | North Lincolnshire |  |  | DN20 8NR | 03/04/2017 | Used water from the washing of agricultural machinery. | Peacock & Binnington Holdings Limited | Old Foundry | Bridge Street, Briggs | North Lincolnshire |  |  | DN20 8NR | at manhole near washdown area, prior to discharge to the public foul sewer. | at Manhole 630 situated in yard, leading to Gas House Pumping Station. | SE9962007320 | SE9932007270 | [54 empty] | 2500 | mg/l | [54 empty] | 1 | l/s | [36 empty] | 250 | mg/l | [10 empty] | 11 | pH | 6 | pH | [18 empty] | 1000 | mg/l | [16 empty] | 45 | °C | [8 empty] | 3 | m³/d
BRIGG STW | S01QKAINESKA | Direction | Live | No | TEDI-0056-2021 | QK TEX Limited | Enterprise Court | Europa Way, Brigg | North Lincolnshire |  |  | DN20 8UJ | 26/04/2021 | Used waters from cleaning of adhesive rollers. | QK TEX Limited | Claydon Business Park, Gipping Road | Great Blakenham, Ipswich | Suffolk |  |  | IP6 0NL | a point after the interceptor and prior to discharging to the public foul sewer | Europa Way, Brigg | SE9940007900 | SE9946007850 | [54 empty] | 4000 | mg/l | [54 empty] | 1 | l/s | [48 empty] | 10 | pH | 6 | pH | [18 empty] | 500 | mg/l | [16 empty] | 43 | °C | [8 empty] | 1 | m³/d
BRIGHTLINGSEA-CHURCH RD STW | S01FIVEWAYKA | Direction | Live | No | ADW 382 | Fiveways Filling Station | Samsons Road | Brightlingsea | Essex |  |  | CO7 0RN | 01/07/2012 | Wastewater generated from the external washing of road vehicles, after passage through an interceptor. | East of England Co-operative Society Limited | Wherstead Park | The Street | Wherstead | Ipswich | Suffolk | IP0 2BJ | a point of discharge from the interceptor and before entry to the public foul sewer | at Samsons Road, Brightlingsea | TM0844018100 | TM0841018090 | [54 empty] | 2500 | mg/l | [54 empty] | 1 | m³/hr | [36 empty] | 250 | mg/l | [10 empty] | 11 | pH | 6 | pH | [18 empty] | 1000 | mg/l | [8 empty] | 1000 | mg/l | [6 empty] | 45 | °C | [8 empty] | 2 | m³/d
BRIGSTOCK STW | S01EOROTESKA1 | Consent | Live | No | TECO-0279-2023 | Eurotest Limited | The Studio | Benefield Road | Brigstock | Northamptonshire |  | NN14 3ES | 06/12/2023 | Used water from the washing of aggregates prior to particle size analysis. | Eurotest Limited | The Studio | Benefield Road | Brigstock | Northamptonshire |  | NN14 3ES | the Sample preparation sink | Benefield Road | SP9466685422 | SP9465085418 | [54 empty] | 1000 | mg/l | [54 empty] | 1 | l/s | [48 empty] | 10 | pH | 6 | pH | [18 empty] | 500 | mg/l | [16 empty] | 43 | °C | [8 empty] | 1 | m³/d
BRIXWORTH STW | S01WESTAWAKA | Direction | Live | No | ADT 247 | Westaway Motors Limited | Main Road | Maidwell | Northamptonshire |  |  | NN6 9JA | 01/12/2008 | Waste waters arising from the external washing of vehicles | Westaway Motors Limited | Cottesbrook Road | Naseby | Northamptonshire |  |  | NN6 6DL | ata apoint after the interceptor prior to discharging to the public foul sewer. | Main Road, Maidwell | SP7456077240 | SP7453077230 | [54 empty] | 2000 | mg/l | [54 empty] | 1 | m³/hr | [36 empty] | 250 | mg/l | [10 empty] | 11 | pH | 6 | pH | [18 empty] | 1000 | mg/l | [8 empty] | 1000 | mg/l | [6 empty] | 45 | °C | [8 empty] | 3 | m³/d
BRIXWORTH STW | S01HADDONSKA | Direction | Live | No | ADS 190 | Haddonstone Ltd | Harborough Road | Brixworth | Northamptonshire |  |  | NN 9BX | 01/06/2008 | Wastewaters from vehicle washdown | Haddonstone Limited | The Forge House | Church Lane | East Haddon, Northants |  |  | NN6 8DB | at a point prior to discharging to the public foul sewer | Harborough Road, Brixworth | SP7499071340 | SP7502071230 | [54 empty] | 2000 | mg/l | [54 empty] | 1 | m³/hr | [36 empty] | 250 | mg/l | [10 empty] | 11 | pH | 6 | pH | [18 empty] | 1000 | mg/l | [8 empty] | 1000 | mg/l | [6 empty] | 45 | °C | [8 empty] | 3 | m³/d
BRIXWORTH STW | S01HAMSON KA | Direction | Live | No | ADR 71 | Harborough Road Garage | Harborough Road | Brixworth | Northamptonshire |  |  | NN6 9BX | 01/09/2008 | Wastewater, after passage via an interceptor, from the external washing of vehicles only. | G. Hamson & Son Limited | Pitt Farm | Brixworth | Northamptonshire |  |  | NN6 9BX | at a point prior to discharge into the public foul sewer | at Harborough Road | SP7499071110 | SP7500071090 | [54 empty] | 2000 | mg/l | [54 empty] | 0.5 | m³/hr | [36 empty] | 250 | mg/l | [10 empty] | 11 | pH | 6 | pH | [18 empty] | 1000 | mg/l | [8 empty] | 1000 | mg/l | [6 empty] | 45 | °C | [8 empty] | 1 | m³/d
BRIXWORTH STW | S01MERCECPKA1 | Consent | Live | No | TECO-0053-2021 | Mercedes AMG High Performance Powertrains Limited | Mercedes-Benz Technology Centre | Morgan Drive | Brixworth | Northamptonshire |  | NN6 9GZ | 27/04/2021 | Used waters arising from the cooling tower of the CCHP plant. | Mercedes AMG High Performance Powertrains Limited | Mercedes-Benz Technology Centre | Morgan Drive | Brixworth | Northamptonshire |  | NN6 9GZ | a point prior to discharge from the CCHP plant into the public foul sewer | Harborough Rd, Brixworth, MH 2300 | SP7520971422 | SP7521171350 | [54 empty] | 1000 | mg/l | [54 empty] | 1 | l/s | [48 empty] | 10 | pH | 6 | pH | [18 empty] | 500 | mg/l | [16 empty] | 43 | °C | [8 empty] | 15 | m³/d
BRIXWORTH STW | S01ILMORENKA1 | Direction | Live | No | TEDI-0101-2021 | Ilmor Engineering Ltd | Quarry Road | Brixworth | Northamptonshire |  |  | NN6 9UB | 21/06/2021 | Used waters comprising of rinse water from a nickel plating process, after treatment through an evaporator. | Ilmor Engineering Ltd | Quarry Road | Brixworth | Northamptonshire |  |  | NN6 9UB | a point after the effluent treatment plant and prior to discharge into the public foul sewer | Quarry Road, Brixworth, MH 2901 | SP7525870993 | SP7520770966 | [54 empty] | 500 | mg/l | [54 empty] | 0.5 | l/s | [32 empty] | 2.5 | mg/l | [14 empty] | 10 | pH | 6 | pH | [18 empty] | 250 | mg/l | [16 empty] | 43 | °C | [8 empty] | 1 | m³/d
BRIXWORTH STW | S01MERCCOMKA1 | Consent | Live | No | TECO-0080-2022 | Mercedes AMG High Performance Powertrains Limited | Mercedes-Benz Technology Centre | Morgan Drive | Brixworth | Northamptonshire |  | NN9 6GZ | 09/06/2022 | Used water from air compressor condensate. | Mercedes AMG High Performance Powertrains Limited | Mercedes-Benz Technology Centre | Morgan Drive | Brixworth | Northamptonshire |  | NN9 6GZ | the Compressor drain valve mbtc1 basement | Harborough Road Brixworth, MH 2300 | SP7532671403 | SP7521171349 | [54 empty] | 2000 | mg/l | [54 empty] | 1 | l/s | [48 empty] | 10 | pH | 6 | pH | [18 empty] | 1000 | mg/l | [16 empty] | 43 | °C | [8 empty] | 0.15 | m³/d
BRIXWORTH STW | S01MERCEFWKA1 | Consent | Live | No | TECO-0194-2022 | Mercedes AMG High Performance Powertrains Limited | Morgan Drive | Brixworth | Northamptonshire |  |  | NN6 9GZ | 07/11/2022 | Used waters arising from the general cleaning of floors. | Mercedes AMG High Performance Powertrains Limited | Morgan Drive | Brixworth | Northamptonshire |  |  | NN6 9GZ | a point under stair tower two in building three, prior to discharge to the public foul sewer | Harborough Rd, Brixworth, MH 2300 | SP7532971394 | SP7520971347 | [54 empty] | 2500 | mg/l | [54 empty] | 1 | l/s | [48 empty] | 11 | pH | 6 | pH | [18 empty] | 1000 | mg/l | [16 empty] | 43 | °C | [8 empty] | 0.5 | m³/d
BRIXWORTH STW | S01CPLIRONKA1 | Direction | Live | No | TEDI-0181-2023 | CPL Aromas Limited | Building 4, 3 Ironstone Way | Brixworth | Northamptonshire |  |  | NN6 9PD | 24/11/2023 | Used water from the washing of equipment used in the manufacturing of fragrances and QA testing. | CPL Aromas Limited | Quarry Road | Brixworth | Northamptonshire |  |  | NN6 9UB | the manhole outside production area, prior to discharge to the public foul sewer | Quarry Road, Brixworth, MH 2901 | SP7517571011 | SP7519971013 | [54 empty] | 5000 | mg/l | [54 empty] | 1 | l/s | [48 empty] | 10 | pH | 6 | pH | [18 empty] | 500 | mg/l | [16 empty] | 43 | °C | [8 empty] | 0.5 | m³/d
BRIXWORTH STW | S01KIERBRIKA1 | Direction | Live | No | TEDI-0210-2023 | Kier Transportation Limited | Brixworth Highway Depot | Harborough Road | Brixworth | Northamptonshire |  | NN6 9BX | 29/12/2023 | Used waters from the external washing of vehicles, dewatering of gully waste and potentially contaminated yard drainage after passage through a catch pit, oil interceptor and calibrated flow meter. | Kier Transportation Limited | 2nd Floor Optimum House | Clippers Quay | Salford | Manchester |  | M50 3XP | a point after the interceptor and prior to discharging to the public foul sewer | Harborough Road, Brixworth (MH 0202) | SP7499871256 | SP7501471233 | [54 empty] | 2500 | mg/l | [54 empty] | 0.5 | l/s | [48 empty] | 11 | pH | 6 | pH | [18 empty] | 1000 | mg/l | [16 empty] | 43 | °C | [8 empty] | 16 | m³/d
BRIXWORTH STW | S01CPL KA | Direction | Live | No | TEDI-0178-2023 | CPL Aromas Limited | Quarry Road | Brixworth | Northamptonshire |  |  | NN6 9UB | 24/11/2023 | Used waters arising from the laboratory washdown during the manufacture of fragrances. | CPL Aromas Limited | Quarry Road | Brixworth | Northamptonshire |  |  | NN6 9UB | the wash bay within the factory, prior to discharging to the public foul sewer | Quarry Road, Brixworth, MH 1001 | SP7521071060 | SP7519071050 | [54 empty] | 40000 | mg/l | [54 empty] | 0.1 | l/s | [48 empty] | 10 | pH | 6 | pH | [18 empty] | 750 | mg/l | [16 empty] | 43 | °C | [8 empty] | 2.5 | m³/d | [14 empty] | 1.5 | mg/l
BRIXWORTH STW | S01MERCENGKA1 | Consent | Live | No | TECO-0107-2024 | Mercedes AMG High Performance Powertrains Limited | Morgan Drive | Mercedes Avenue | Brixworth | Northampton |  | NN6 9GZ | 03/09/2024 | Used waters arising from the engine wash to remove oil residues, water condensate from operation of air compressor, and saline solution from water softening process. | Mercedes AMG High Performance Powertrains Limited | Morgan Drive | Mercedes Avenue | Brixworth | Northampton |  | NN6 9GZ | the engine wash room | Staveley Way, Brixworth, Northampton, NN6 9EU | SP7539771308 | SP7516371330 | [54 empty] | 10000 | mg/l | [54 empty] | 3 | l/s | [48 empty] | 10 | pH | 6 | pH | [8 empty] | 250 | mg/l | [8 empty] | 1000 | mg/l | [16 empty] | 43 | °C | [8 empty] | 0.9 | m³/d
BROADHOLME STW | S01PBRIGHTKA | Consent | Live | No | ACX 92 | Really Wheelie Clean | 31 Purvis Road | Rushden | Northamptonshire |  |  | NN10 9QA | 20/09/2012 | Wastewaters arising from the operations of a wheeled bin cleaning operator | Paul Brightwell Limited | 31 Purvis Road | Rushden | Northamptonshire |  |  | NN10 9QA | at 31 Purvis Road, Rushden at a point prior to combining with the domestic sewage discharge | at Purvis Road, Rushden | SP9523066630 | SP9525066640 | [54 empty] | 2000 | mg/l | [54 empty] | 0.5 | m³/hr | [36 empty] | 250 | mg/l | [10 empty] | 10 | pH | 6 | pH | [18 empty] | 1000 | mg/l | [8 empty] | 1000 | mg/l | [6 empty] | 45 | °C | [8 empty] | 0.5 | m³/d
BROADHOLME STW | S01MORRISOKA1 | Consent | Live | No | ACQ 12 | William Morrison | Altendiez Way | Burton Latimer | Northamptonshire |  |  | NN15 5YT | 05/07/2005 | Freezer condensate water and vehicle washwater. | William Morrison Supermarkets PLC | Hilmore House | Thornton Road | Bradford |  |  | BD8 9AX | at a point prior to discharge into the public foul sewer | at the location marked on the attached plan | SP8901075480 | SP8901075480 | [54 empty] | 2000 | mg/l | [54 empty] | 2 | m³/hr | [36 empty] | 300 | mg/l | [10 empty] | 11 | pH | 6 | pH | [18 empty] | 500 | mg/l | [8 empty] | 1000 | mg/l | [6 empty] | 45 | °C | [8 empty] | 31 | m³/d
BROADHOLME STW | S01STABLEHKA | Consent | Live | No | ACS 142 | Stable Hire Limited | Norris Way | Rushden | Northamptonshire |  |  | NN10 6BP | 10/01/2008 | Wastewater, after passage via an interceptor, from the washdown of hired plant. | Stable Hire Limited | Norris Way | Rushden | Northamptonshire |  |  | NN10 6BP | at a point free of domestic sewage prior to discharge into the public foul sewer | at Norris Way | SP9426067370 | SP9427067510 | [54 empty] | 2000 | mg/l | [54 empty] | 0.5 | m³/hr | [36 empty] | 250 | mg/l | [10 empty] | 11 | pH | 6 | pH | [18 empty] | 1000 | mg/l | [8 empty] | 1000 | mg/l | [6 empty] | 45 | °C | [8 empty] | 1 | m³/d
BROADHOLME STW | S01ROYALMAKAW | Consent | Live | No | ACV 102 | Royal Mail Group Limited | Wellingborough Delivery Office | 212 Midland Road | Wellingborough | Northamptonshire |  | NN8 1AQ | 30/06/2010 | Wastewater from the external washing of vehicles only. | Royal Mail Group Limited | 100 Victoria Embankment | London |  |  |  | EC4Y 0HQ | at vehicle wash bay, prior to discharging to the public foul sewer | at Senwick Drive, Wellingborough | SP9033067920 | SP9030067850 | [54 empty] | 2000 | mg/l | [54 empty] | 0.5 | m³/hr | [36 empty] | 250 | mg/l | [10 empty] | 11 | pH | 6 | pH | [18 empty] | 1000 | mg/l | [8 empty] | 1000 | mg/l | [6 empty] | 45 | °C | [8 empty] | 1 | m³/d
BROADHOLME STW | S01ARGOSWIKA | Consent | Live | No | ACT 134 | Wincanton for Argos | North Kettering Business Park | Glendon Road | Kettering | Northamptonshire |  | NN14 1QG | 22/01/2009 | Wastewaters arising from the external washing of vehicles | Wincanton PLC | Methuen Park | Chippenham | Wiltshire |  |  | SN14 0WT | at a point after the interceptor and prior to discharging to the public foul sewer | Glendon Road, Kettering | SP8613081590 | SP8613081490 | [54 empty] | 2000 | mg/l | [54 empty] | 1 | m³/hr | [36 empty] | 250 | mg/l | [10 empty] | 11 | pH | 6 | pH | [18 empty] | 1000 | mg/l | [8 empty] | 1000 | mg/l | [6 empty] | 45 | °C | [8 empty] | 5 | m³/d
BROADHOLME STW | S01WAENDELKA | Consent | Live | No | ACT 18 | Waendel Leisure Centre | Thomas Street | Wellingborough | Northamptonshire |  |  | NN8 1DZ | 16/05/2008 | Wastewater comprising back-flush from swimming pool filters and the periodic emptying of swimming pool contents. | D C Leisure Management Limited | Otium House | 2 Freemantle Road | Bagshot | Surrey |  | GU19 5LL | at a point after the back-flush filter and prior to discharge into the public foul sewer | at Thomas Street, Wellingborough | SP8948068250 | SP8944068230 | [54 empty] | 1000 | mg/l | [10 empty] | 5 | mg/l | [42 empty] | 8 | l/s | [36 empty] | 200 | mg/l | [10 empty] | 10 | pH | 6 | pH | [18 empty] | 500 | mg/l | [8 empty] | 1000 | mg/l | [6 empty] | 45 | °C | [8 empty] | 30 | m³/d
BROADHOLME STW | S01ECOSPINKA | Consent | Live | No | ACW 80 | Ecospin Laundry Services Limited | Unit 4 St. Andrews Parade | Eskdaill Street, Kettering, Northants |  |  |  | NN16 8RA | 27/09/2011 | Wastewater from the washing of textiles. | Ecospin Laundry Services Limited | 23 Barnwell Street, Kettering | Northamptonshire |  |  |  | NN16 0JD | at the foul sewer adjacent to unit 4, the old medical centre | at Canon Street, Kettering | SP8685079020 | SP8688079030 | [54 empty] | 2000 | mg/l | [54 empty] | 3 | l/s | [36 empty] | 100 | mg/l | [10 empty] | 11 | pH | 6 | pH | [18 empty] | 1000 | mg/l | [8 empty] | 1000 | mg/l | [6 empty] | 45 | °C | [8 empty] | 12 | m³/d
BROADHOLME STW | S01IMOWELLKA | Consent | Live | No | ACS 228 | IMO Car Wash | Turnells Mill Lane | Victoria Park | Wellingborough, Northants |  |  | NN8 2EF | 08/04/2008 | wastewaters from the external washing of vehicles | Anduff Car Wash Limited | 35 - 37 Amersham Hill | High Wycombe | Bucks |  |  | HP13 6NU | at a point after the interceptor and prior to discharging to the public foul sewer | Turnells Mill Lane | SP8977066600 | SP8968066670 | [54 empty] | 2000 | mg/l | [54 empty] | 2 | l/s | [36 empty] | 250 | mg/l | [10 empty] | 11 | pH | 6 | pH | [18 empty] | 1000 | mg/l | [8 empty] | 1000 | mg/l | [6 empty] | 45 | °C | [8 empty] | 20 | m³/d
BROADHOLME STW | S01ALLENFOKA2 | Consent | Live | No | ACR 128 | Allen Ford (UK) Limited | Rothwell Road | Kettering | Northamptonshire |  |  | NN16 8JX | 23/08/2006 | Wastewater from vehicle washing. | Allen Ford (UK) Limited | Harlestone Road | Hopping Hill | New Duston | Northampton |  | NN5 6PD | at a point prior to discharge into the public foul sewer | at Rothwell Road | SP8557079220 | SP8557079220 | [54 empty] | 2000 | mg/l | [54 empty] | 1 | m³/hr | [36 empty] | 300 | mg/l | [10 empty] | 11 | pH | 6 | pH | [18 empty] | 1000 | mg/l | [8 empty] | 1000 | mg/l | [6 empty] | 45 | °C | [8 empty] | 5 | m³/d
BROADHOLME STW | S01GREGGSKKA1 | Consent | Live | No | ACZ 569 | Greggs - Kettering Distribution Centre | Henson Way | Telford Industrial Estate | Kettering | Northants |  | NN16 8PX | 28/09/2016 | Used water, after passage via an interceptor, arising from a vehicle wash. | Greggs PLC | Greggs House | Quorum Business Park | Newcastle Upon Tyne |  |  | NE12 8BU | at a suitable point between the interceptor, prior to discharge to the public foul sewer | at Henson Way, Kettering | SP8523080109 | SP8586180046 | [54 empty] | 2500 | mg/l | [54 empty] | 1 | l/s | [48 empty] | 11 | pH | 6 | pH | [18 empty] | 1000 | mg/l | [16 empty] | 45 | °C | [8 empty] | 3 | m³/d
BROADHOLME STW | S01ALIMAKHKA | Consent | Live | No | ACZ 164 | Alimak Hek Limited | Northampton Road | Rushden | Northants |  |  | NN10 6BW | 13/11/2014 | Used water from the external washing of plant in the jet wash bay. | Alimak Hek Limited | Northampton Road | Rushden | Northants |  |  | NN10 6BW | at foul water sewer, adjacent to the jet wash bay | at Northampton Road, Rushden | SP9398867634 | SP9403267630 | [54 empty] | 2500 | mg/l | [54 empty] | 0.3 | l/s | [48 empty] | 11 | pH | 6 | pH | [18 empty] | 1000 | mg/l | [8 empty] | 1000 | mg/l | [6 empty] | 45 | °C | [8 empty] | 1 | m³/d
BROADHOLME STW | S01INTERCCKA1 | Consent | Live | No | ACZ 470 | Inter County Waste Management | Brinley Close | Rushden | Northampton |  |  | NN10 6EN | 29/03/2016 | Used water from the washing of wheelie bins. | Inter County Cleaning Services Limited | Unit D Brinley Close | Rushden | Northampton |  |  | NN10 6EN | at discharge pipe from cleaning area | at Brinley Close | SP9459667694 | SP9459676675 | [54 empty] | 2000 | mg/l | [54 empty] | 0.1 | l/s | [48 empty] | 10 | pH | 6 | pH | [18 empty] | 1000 | mg/l | [16 empty] | 45 | °C | [8 empty] | 0.2 | m³/d
BROADHOLME STW | S01DORMANLKA | Consent | Live | No | ACZ 505 | Dorman Long Technology Equipment Ltd | Unit J Bury Close | Higham Ferrers | Northampton |  |  | NN10 8HQ | 06/06/2016 | Used water from the external washing of vehicles and equipment. | Dorman Long Technology Equipment Limited | The Charles Parker Building | Midland Road | Higham Ferrers | Northamptonshire |  | NN10 8DN | at the washing bund drain pipe, prior to discharging to the public foul sewer | at Bury Close, Higham Ferrers | SP9639068572 | SP9634868569 | [54 empty] | 2500 | mg/l | [54 empty] | 0.5 | l/s | [48 empty] | 11 | pH | 6 | pH | [18 empty] | 1000 | mg/l | [16 empty] | 45 | °C | [8 empty] | 1 | m³/d
BROADHOLME STW | S01FOAMTECKA | Consent | Live | No | ACZ 210 | Foam Techniques Limited | 39 Booth Drive | Park Farm South | Wellingborough | Northamptonshire |  | NN8 6GR | 12/02/2015 | Used water from air compressor condensate. | Foam Techniques Limited | 39 Booth Drive | Park Farm South | Wellingborough | Northamptonshire |  | NN8 6GR | at discharge pipe from oil seperator | at manhole 4701 between Booth Drive & Park Way, Wellingborough | SP8640567883 | SP8644167770 | [54 empty] | 2000 | mg/l | [54 empty] | 1 | l/s | [48 empty] | 10 | pH | 6 | pH | [18 empty] | 1000 | mg/l | [16 empty] | 45 | °C | [8 empty] | 0.02 | m³/d
BROADHOLME STW | S01RIWALUKKA1 | Consent | Live | No | ACZ 530 | Riwal UK Ltd | Unit D, Whittle Close | Park Farm North | Wellingborough | Northants |  | NN8 6TY | 25/07/2016 | Used water from the external washing of vehicles and machinery, after passage through an interceptor. | Riwal UK Limited | c/o Moorcrofts LLP | Thames House, Mere Park | Dedmere Road | Marlow | Buckinghamshire | SL7 1PB | at discharge pipe from the interceptor | at Whittle Close | SP8675768683 | SP8682968753 | [54 empty] | 2500 | mg/l | [54 empty] | 1 | l/s | [48 empty] | 11 | pH | 6 | pH | [18 empty] | 1000 | mg/l | [16 empty] | 45 | °C | [8 empty] | 0.2 | m³/d
BROADHOLME STW | S01PETROPRKA | Direction | Live | No | ADX 278 | Rushden Service Station | 181 Wellingborough Road | Rushden | Northamptonshire |  |  | NN10 9SZ | 01/01/2013 | Waste waters arising from the external washing of vehicles | M.P.K Garages Limited | MPK House | 318 Melton Road | Leicester | Leicestershire |  | LE4 7SL | at a point after the interceptor and prior to discharging to the public foul sewer | Wellingborough Road, Rushden | SP9503066930 | SP9505066950 | [54 empty] | 2500 | mg/l | [54 empty] | 3 | m³/hr | [36 empty] | 250 | mg/l | [10 empty] | 11 | pH | 6 | pH | [18 empty] | 1000 | mg/l | [8 empty] | 1000 | mg/l | [6 empty] | 45 | °C | [8 empty] | 15 | m³/d
BROADHOLME STW | S01CARCAREKAR | Direction | Live | No | ADZ 694 | Carcare | Northampton Road | Rushden | Northamptonshire |  |  | NN10 6AL | 01/09/2016 | Used water arising from the external washing and valeting of vehicles | Mr Luli Lamjaj - T/A Carcare | Northampton Road | Rushden | Northampton |  |  | NN10 6AL | at a point adjacent to the wash bay | at Northampton Road, Rushden | SP9387067570 | SP9386067590 | [54 empty] | 2500 | mg/l | [54 empty] | 1 | l/s | [48 empty] | 11 | pH | 6 | pH | [18 empty] | 1000 | mg/l | [16 empty] | 45 | °C | [8 empty] | 5 | m³/d
BROADHOLME STW | S01WWEETABKA9 | Direction | Live | No | ADZ 1011 | Weetabix Ltd | Weetabix Mills | Burton Latimer, Kettering |  |  |  | NN15 5JR | 16/09/2017 | Used water from the reverse osmosis, regeneration water & boiler blowdown. | Weetabix Limtied | Weetabix Mills | Burton Latimer | Kettering | Northamptonshire |  | NN15 5JR | at manhole F189 as shown on site drainage plan | at a point within the curtilage of the site | SP8878874950 | SP8880174956 | [54 empty] | 2000 | mg/l | [54 empty] | 0.5 | l/s | [48 empty] | 10 | pH | 6 | pH | [18 empty] | 1000 | mg/l | [16 empty] | 45 | °C | [8 empty] | 15 | m³/d
BROADHOLME STW | S01NEWLANDKA | Direction | Live | No | ADY 57 | PR-Kettering Limited | Newlands Shopping Centre | Tanners Lane | Kettering | Northamptonshire |  | NN16 8JA | 01/08/2013 | Wasterwater arising from the external washing of vehicles only | PR-Kettering Limited | 24 Union Street | St Helier | Jersey |  |  | JE4 8UJ | at foul sewer connection downstream of the interceptor tank, prior to discharge to the public foul sewer. | at Tanners Lane, Kettering | SP8661078900 | SP8658078900 | [54 empty] | 2500 | mg/l | [54 empty] | 0.5 | l/s | [36 empty] | 250 | mg/l | [10 empty] | 11 | pH | 6 | pH | [18 empty] | 1000 | mg/l | [8 empty] | 1000 | mg/l | [6 empty] | 45 | °C | [8 empty] | 5 | m³/d
BROADHOLME STW | S01STJOHNSKA | Direction | Live | No | ADT 514 | York Ward & Rowlatt Limited | St. John Street | Wellingborough | Northamptonshire |  |  | NN8 4LG | 01/07/2009 | Wastewater from the external washing of vehicles only. | York Ward & Rowlatt Limted | Balmoral House | Kettering Venture Park | Kettering | Northampton |  | NN15 6XU | at the foul sewer adjacent to the wash area | at St Johns Street, Wellingborough | SP8892068110 | SP8892068090 | [54 empty] | 2000 | mg/l | [54 empty] | 0.5 | m³/hr | [36 empty] | 250 | mg/l | [10 empty] | 11 | pH | 6 | pH | [18 empty] | 1000 | mg/l | [8 empty] | 1000 | mg/l | [6 empty] | 45 | °C | [8 empty] | 2 | m³/d
BROADHOLME STW | S01VARGA KA | Direction | Live | No | ADV 425 | The Launderette | 18 Churchill Way | Burton Latimer | Kettering | Northamptonshire |  | NN15 5RU | 01/06/2011 | Wastewaters arising from the operations of a launderette | Miss A M Corrigan | Burton Cleaners | 18 Churchill Way | Burton Latimer | Kettering | Northampton | NN15 5RU | to the rear of the premises prior to discharge to the public foul sewer. | at High Street, Burton Latimer | SP9002074820 | SP9003074820 | [54 empty] | 2000 | mg/l | [54 empty] | 2 | m³/hr | [36 empty] | 100 | mg/l | [10 empty] | 11 | pH | 6 | pH | [18 empty] | 500 | mg/l | [8 empty] | 1000 | mg/l | [6 empty] | 45 | °C | [8 empty] | 5 | m³/d
BROADHOLME STW | S01DEREKJOKA | Direction | Live | No | ADV 48 | Truckeast Limited | Stewarts Road | Finedon Road Industrial Estate | Wellingborough | Northamptonshire |  | NN8 4RJ | 01/08/2010 | Wastewater from the external steam cleaning of vehicles only. | Truckeast Limited | Violet Hill Road | Stowmarket | Suffolk |  |  | IP14 1NN | at end of chamber of interceptor, prior to discharging to the public foul sewer | at Stewart Road, Wellingborough | SP8943070230 | SP8937070220 | [54 empty] | 2000 | mg/l | [54 empty] | 3 | m³/hr | [36 empty] | 250 | mg/l | [10 empty] | 11 | pH | 6 | pH | [18 empty] | 1000 | mg/l | [8 empty] | 1000 | mg/l | [6 empty] | 45 | °C | [8 empty] | 15 | m³/d
BROADHOLME STW | S01ROYALMAKA | Direction | Live | No | ADT 448 | Royal Mail Delivery Office | 17 Lower Street | Kettering | Northamptonshire |  |  | NN16 8AA | 01/06/2009 | Wastewater from the external washing of vehicles. | Royal Mail Group Limited | 148 Old Street | London |  |  |  | EC1V 9HQ | at the point of entry to the foul sewer adjacent to the vehicle wash | at Lower Street | SP8650078760 | SP8646078750 | [54 empty] | 2000 | mg/l | [54 empty] | 0.5 | m³/hr | [36 empty] | 250 | mg/l | [10 empty] | 11 | pH | 6 | pH | [18 empty] | 1000 | mg/l | [8 empty] | 1000 | mg/l | [6 empty] | 45 | °C | [8 empty] | 1 | m³/d
BROADHOLME STW | S01NORTHERKAW | Direction | Live | No | ADU 281 | Dairy Crest Limited | Denington Road | Denington Industrial Estate | Wellingborough | Northants |  | NN8 2VR | 01/12/2009 | Wastewater from external washing of vehicles only. | Dairy Crest Limited | Claygate House | Littleworth Road | Esher | Surrey |  | KT10 9PN | at the washdown bay drain, prior to discharging to the public foul sewer | at Dennington Road, Wellingborough | SP8939066800 | SP8942066770 | [54 empty] | 2000 | mg/l | [54 empty] | 0.5 | m³/hr | [36 empty] | 250 | mg/l | [10 empty] | 11 | pH | 6 | pH | [18 empty] | 1000 | mg/l | [8 empty] | 1000 | mg/l | [6 empty] | 45 | °C | [8 empty] | 1 | m³/d
BROADHOLME STW | S01TESCOKEKA | Direction | Live | No | ADV 143 | Tesco Petrol Filling Station | Carina Road | Kettering | Northamptonshire |  |  | NN15 6XB | 01/10/2010 | Wastewaters arising from the external jet washing and automatic car washing of vehicles | Tesco Stores Limited | Tesco House | Delamare Road | Cheshunt | Waltham Cross | Hertfordshire | EN8 9SL | at a point after the interceptor and prior to discharging to the public foul sewer | at Venture Park, Kettering | SP8723076060 | SP8725076040 | [54 empty] | 2000 | mg/l | [54 empty] | 2 | m³/hr | [36 empty] | 250 | mg/l | [10 empty] | 11 | pH | 6 | pH | [18 empty] | 1000 | mg/l | [8 empty] | 1000 | mg/l | [6 empty] | 45 | °C | [8 empty] | 9 | m³/d
BROADHOLME STW | S01DODDINGKA | Direction | Live | No | ADU 386 | Kingsway Service Station | Doddington Road | Wellingborough | Northamptonshire |  |  | NN8 2LY | 01/02/2010 | Wastewater from the washing of external vehicles only. | Kingsway Service Station Ltd | 138 Kingsway | Manchester |  |  |  | M19 1BB | at the wash bay, prior to discharge to the public foul sewer | at Doddington Road, Wellingborough | SP8891066360 | SP8890066370 | [54 empty] | 2000 | mg/l | [54 empty] | 1 | m³/hr | [36 empty] | 250 | mg/l | [10 empty] | 11 | pH | 6 | pH | [18 empty] | 1000 | mg/l | [8 empty] | 1000 | mg/l | [6 empty] | 45 | °C | [8 empty] | 5 | m³/d
BROADHOLME STW | S01VOLVOTBKA | Consent | Live | No | ACY 110 | Volvo Truck & Bus Centre East Anglia | Rutherford Drive | Wellingborough | Northamptonshire |  |  | NN8 6AQ | 09/09/2013 | Used water arising from the external washing of vehicles | Volvo Group UK Limited | Wedgnock Lane | Warwick | Warwickshire |  |  | CV34 5YA | at wash bay, prior to discharging to the public foul sewer | at Rutherford Drive, Wellingborough | SP8611067790 | SP8618056770 | [54 empty] | 2500 | mg/l | [54 empty] | 1 | l/s | [36 empty] | 250 | mg/l | [10 empty] | 11 | pH | 6 | pH | [18 empty] | 1000 | mg/l | [8 empty] | 1000 | mg/l | [6 empty] | 45 | °C | [8 empty] | 4 | m³/d
BROADHOLME STW | S01MABEYPLKA | Direction | Live | No | ADU 525 | Mabey Hire Limited | 15 Bradfield Close | Finedon Road Industrial Estate | Wellingborough | Northants |  | NN8 4RQ | 01/04/2010 | External washdown of civil engineering hire plant. | Mabey Hire Limited | Scout Hill | Ravensthorpe | Dewsbury | West Yorkshire |  | WF13 3EJ | at the foul sewer adjacent to the wash bay | at Bradfield Close | SP8911070080 | SP8910070060 | [54 empty] | 2000 | mg/l | [54 empty] | 1 | m³/hr | [36 empty] | 250 | mg/l | [10 empty] | 11 | pH | 6 | pH | [18 empty] | 1000 | mg/l | [8 empty] | 1000 | mg/l | [6 empty] | 45 | °C | [8 empty] | 1 | m³/d
BROADHOLME STW | S01SAFEWAYKAR | Direction | Live | No | ADV 168 | Waitrose Limited - Petrol Filling Station | Crown Park | Northampton Road | Rushden | Northamptonshire |  | NN10 6AR | 01/10/2010 | Wastewaters from the external washing of vehicles only. | Waitrose Limited | 171 Victoria Street | London |  |  |  | SW1E 5NN | at a point prior to discharge to the public foul sewer | at Crown Park Road, Rushden | SP9450067900 | SP9438067660 | [54 empty] | 2000 | mg/l | [54 empty] | 3 | m³/hr | [36 empty] | 250 | mg/l | [10 empty] | 11 | pH | 6 | pH | [18 empty] | 1000 | mg/l | [8 empty] | 1000 | mg/l | [6 empty] | 45 | °C | [8 empty] | 15 | m³/d
BROADHOLME STW | S01BTRAC KA | Direction | Live | No | ADU 137 | Vermeer UK | 45 - 51, Rixon Road | Wellingborough | Northamptonshire |  |  | NN8 4BA | 01/09/2009 | Wastewaters arising from the washdown of plant and equipment | C P Holdings Limited | 12 York Gate | London |  |  |  | NW1 4QS | at a point prior to discharging to the public foul sewer | Rixon Road, Wellingborough | SP9000069470 | SP8991069500 | [54 empty] | 2000 | mg/l | [54 empty] | 2 | m³/hr | [36 empty] | 250 | mg/l | [10 empty] | 11 | pH | 6 | pH | [18 empty] | 1000 | mg/l | [8 empty] | 1000 | mg/l | [6 empty] | 45 | °C | [8 empty] | 5 | m³/d
BROADHOLME STW | S01UKPLATFKA1 | Consent | Live | No | ACZ 506 | HSS Hire Service Group Ltd | T/A UK Platforms | 41-43 Meadow Lane | Ise Valley Industrial Estate | Wellingborough |  | NN8 4BH | 09/06/2016 | Used water from the external washing of plant, tools and equipment. | HSS Hire Service Group Limited | 25 Willow Lane | Mitcham | Surrey |  |  | CR4 4TS | at the discharge pipe from wash down bay | at Meadow Close, Wellingborough | SP9063569631 | SP9063069608 | [54 empty] | 2500 | mg/l | [54 empty] | 0.2 | l/s | [48 empty] | 11 | pH | 6 | pH | [18 empty] | 1000 | mg/l | [16 empty] | 45 | °C | [8 empty] | 0.8 | m³/d
BROADHOLME STW | S01FWABBOTKA | Direction | Live | No | ADU 138 | F W Abbott Limited | Unit 10, Orion Way | Kettering Business Park | Pytchley Road | Kettering | Northamptonshire | NN15 6NL | 01/09/2009 | Wastewaters arising from the external washing of heavy goods vehicles | F W Abbott Limited | Unit 10, Orion Way | Kettering Business Park | Pytchley Road | Kettering | Northamptonshire | NN15 6NL | at a point after the interceptor and prior to discharging to the public foul sewer | Orion Way, Kettering | SP8660076800 | SP8691076370 | [54 empty] | 2000 | mg/l | [54 empty] | 0.5 | m³/hr | [36 empty] | 250 | mg/l | [10 empty] | 11 | pH | 6 | pH | [18 empty] | 1000 | mg/l | [8 empty] | 1000 | mg/l | [6 empty] | 45 | °C | [8 empty] | 2 | m³/d
BROADHOLME STW | S01CHRYSLEKA | Direction | Live | No | ADR 217 | Arina Limited | Bayes Street | Kettering | Northamptonshire |  |  | NN16 8HR | 01/06/2007 | Wastewater from the external washing of vehicles. | Arina Limited | 67 Uppingham Road | Leicester |  |  |  | LE5 3TB | at a point prior to discharge into the public foul sewer | at Bayes Street, Kettering | SP8647078990 | SP8649078990 | [54 empty] | 2000 | mg/l | [54 empty] | 1 | m³/hr | [36 empty] | 250 | mg/l | [10 empty] | 11 | pH | 6 | pH | [18 empty] | 1000 | mg/l | [8 empty] | 1000 | mg/l | [6 empty] | 45 | °C | [8 empty] | 5 | m³/d
BROADHOLME STW | S01GRAFRUSKA | Consent | Live | No | ACZ 288 | Buildbase -Rushden | Northampton Road | Rushden | Northants |  |  | NN10 6AR | 08/05/2015 | Used water,after passage via an interceptor, from the external washing of vehicles. | Grafton Merchanting GB Limited | PO Box 1586, Gemini One, | John Smith Drive | Oxford |  |  | OX4 9JF | at a suitable point after the wash bay interceptor | at Northampton Road, Rushden | SP9394067591 | SP9391267643 | [54 empty] | 2500 | mg/l | [54 empty] | 1 | l/s | [48 empty] | 11 | pH | 6 | pH | [18 empty] | 1000 | mg/l | [16 empty] | 45 | °C | [8 empty] | 2 | m³/d
BROADHOLME STW | S01AMEYPYTKA1 | Direction | Live | No | ADZ 1012 | Amey LG Limited | Pytchley Depot, Pegasus Court | Ketttering South Business Area | Kettering, Northants |  |  | NN15 6XS | 16/09/2017 | Used water arising from the external washing of vehicles, including those used for gritting purposes. | Highways England Company Limited | c/o Company Secretary | Bridge House, 1 Walnut Tree Close | Guildford, Surrey |  |  | GU1 4LZ | at a suitable point prior to entry into the foul sewer | at Pegasus Court, Kettering | SP8735075900 | SP8746075940 | [54 empty] | 2500 | mg/l | [54 empty] | 0.5 | l/s | [48 empty] | 11 | pH | 6 | pH | [18 empty] | 1000 | mg/l | [16 empty] | 45 | °C | [8 empty] | 3 | m³/d
BROADHOLME STW | S01WARDRENKA | Direction | Live | No | ADT 275 | Ward Workwear Services | Unit 57 | Laurence Leyland Industrial Complex | Irthlingborough Road | Wellingborough | Northamptonshire | NN8 1RT | 01/02/2009 | Wastewaters arising from the laundering of workwear | Robert Ward & Linda Ward | 9 Standing Stones | Great Billing Park | Northampton |  |  | NN3 9HA | at a point prior to discharging to the public foul sewer | Irthlingborough Road, Wellingborough | SP9093067590 | SP9063067640 | [54 empty] | 2000 | mg/l | [54 empty] | 1 | m³/hr | [36 empty] | 100 | mg/l | [10 empty] | 11 | pH | 6 | pH | [18 empty] | 1000 | mg/l | [8 empty] | 1000 | mg/l | [6 empty] | 45 | °C | [8 empty] | 5 | m³/d
BROADHOLME STW | S01TNTEXPRKA | Direction | Live | No | ADT 138 | TNT UK Ltd | Sinclair Drive | Park Farm Industrial Estate | Wellingborough | Northamptonshire |  | NN8 3TZ | 01/10/2008 | Wastewaters generated during the external jet washing of vehicles after passing through an interceptor | TNT UK Limited | PO Box 99 | Railway Street | Ramsbottom | Bury | Lancashire | BL8 9BF | at the inspection chamber, prior to discharging to the public foul sewer | Sinclair Drive, Wellingborough | SP8900068000 | SP8900068000 | [54 empty] | 2000 | mg/l | [54 empty] | 4 | m³/hr | [36 empty] | 250 | mg/l | [10 empty] | 11 | pH | 6 | pH | [18 empty] | 1000 | mg/l | [8 empty] | 1000 | mg/l | [6 empty] | 45 | °C | [8 empty] | 15 | m³/d
BROADHOLME STW | S01GOLDSTRKA | Direction | Live | No | ADZ 688 | Shell Gold Street | Gold Street | Wellingborough | Northamptonshire |  |  | NN8 4QY | 01/09/2016 | Used waters from the external washing of vehicles only. | Hockenhull Garages Limited | White Sashes Main Street | Great Glen | Leicester |  |  | LE8 9GG | at a point prior to discharge into the public foul sewer | at Gold Street, Wellingborough | SP8896068480 | SP8912068530 | [54 empty] | 2500 | mg/l | [54 empty] | 0.5 | l/s | [48 empty] | 11 | pH | 6 | pH | [18 empty] | 1000 | mg/l | [16 empty] | 45 | °C | [8 empty] | 10 | m³/d
BROADHOLME STW | S01CPTESCOKA | Direction | Live | No | ADV 398 | Car Park Valeting | Tesco Stores site | Carina Road | Kettering Business Park | Kettering | Northamptonshire | NN15 6XB | 01/05/2011 | Wastewater from the external washing of vehicles only. | Car Park Valeting Limited | Manor Farm Business Park | Shingay Cum Wendy | Cambridgeshire |  |  | SG8 0HW | at a point prior to discharge into the public foul sewer | at Carina Road, Kettering | SP8719076190 | SP8725076090 | [54 empty] | 2500 | mg/l | [54 empty] | 1 | l/s | [36 empty] | 250 | mg/l | [10 empty] | 11 | pH | 6 | pH | [18 empty] | 1000 | mg/l | [8 empty] | 1000 | mg/l | [6 empty] | 45 | °C | [8 empty] | 1 | m³/d
BROADHOLME STW | S01KETPOOLKA | Direction | Live | No | ADW 336 | Kettering Swimming Pool | London Road | Kettering | Northamptonshire |  |  | NN15 7QA | 01/05/2012 | Wastewater from the filter backwashing process and the periodic drain-down of swimming pool contents. | Kettering Borough Council | Municipal Offices | Bowling Green Road | Kettering | Northamptonshire |  | NN15 7QX | at a point prior to discharge into the public foul sewer | at Bowling Green Road, Kettering | SP8682078300 | SP8681078260 | [54 empty] | 1000 | mg/l | [10 empty] | 5 | mg/l | [42 empty] | 30 | m³/hr | [36 empty] | 250 | mg/l | [10 empty] | 10 | pH | 6 | pH | [18 empty] | 1000 | mg/l | [8 empty] | 1000 | mg/l | [6 empty] | 45 | °C | [8 empty] | 60 | m³/d
BROADHOLME STW | S01PROSAW KA | Direction | Live | No | ADT 116 | Prosaw Ltd | 15 Telford Way | Kettering | Northamptonshire |  |  | NN16 8UN | 01/10/2008 | Wastewaters from the jet washing of machine tools and vehicles after passing through an interceptor | Prosaw Limited | 15 Telford Way | Kettering | Northamptonshire |  |  | NN16 8UN | at a point prior to discharging to the public foul sewer | Telford Way, Kettering | SP8593079760 | SP8593079770 | [54 empty] | 2000 | mg/l | [54 empty] | 0.5 | m³/hr | [36 empty] | 250 | mg/l | [10 empty] | 11 | pH | 6 | pH | [18 empty] | 1000 | mg/l | [8 empty] | 1000 | mg/l | [6 empty] | 45 | °C | [8 empty] | 1.5 | m³/d
BROADHOLME STW | S01CALIFORKA | Direction | Live | No | ADT 144 | JGE California Car Care Centre | Garrard Way | Telford Way Industrial Estate | Kettering | Northaptonshire |  | NN16 8TD | 01/11/2008 | Wastewaters generated from the external washing of vehicles after passing through an interceptor | J G E Car Wash Limited | Garrard Way | Telford Way Industrial Estate | Kettering | Northamptonshire |  | NN16 8TD | at a point after the interceptor and prior to discharging to the public foul sewer | Garrard Way, Kettering | SP8576079230 | SP8575079270 | [54 empty] | 2000 | mg/l | [54 empty] | 4 | m³/hr | [36 empty] | 250 | mg/l | [10 empty] | 11 | pH | 6 | pH | [18 empty] | 1000 | mg/l | [8 empty] | 1000 | mg/l | [6 empty] | 45 | °C | [8 empty] | 15 | m³/d
BROADHOLME STW | S01WHITLONKA | Direction | Live | No | ADT 320 | Whitworth Bros Limited | London Road | Little Irchester | Wellingborough | Northamptonshire |  | NN8 2EB | 01/03/2009 | Wastewaters from the external washing of vehicles only. | Whitworth Bros Limited | Victoria Mills | Wellingborough | Northamptonshire |  |  | NN8 2DT | at a point prior to discharge into the public foul sewer | at London Road | SP9029066600 | SP9035066620 | [54 empty] | 2000 | mg/l | [54 empty] | 3 | m³/hr | [36 empty] | 250 | mg/l | [10 empty] | 11 | pH | 6 | pH | [18 empty] | 1000 | mg/l | [8 empty] | 1000 | mg/l | [6 empty] | 45 | °C | [8 empty] | 12 | m³/d
BROADHOLME STW | S01SAINKETKA | Direction | Live | No | ADV 189 | Sainsburys Petrol Station | 1-3 Rockingham Road | Kettering | Northamptonshire |  |  | NN16 8LA | 01/12/2010 | Effluent from an automatic car wash. | Sainsburys Supermarkets Limited | 33 Holborn | London |  |  |  | EC1N 2HT | at a point prior to discharge to the public foul sewer | at Rockingham Road, Kettering | SP8668079160 | SP8672079170 | [54 empty] | 2000 | mg/l | [54 empty] | 1 | m³/hr | [36 empty] | 250 | mg/l | [10 empty] | 11 | pH | 6 | pH | [18 empty] | 1000 | mg/l | [8 empty] | 1000 | mg/l | [6 empty] | 45 | °C | [8 empty] | 5 | m³/d
BROADHOLME STW | S01KLEISURKA | Direction | Live | No | ADW 355 | Kettering Conference Centre | Thurston Drive | Kettering | Northamptonshire |  |  | NN15 6PB | 01/06/2012 | Wastewaters arising from swimming pool filter backwash processes & from the periodic drain-down of pool contents. | Phoenix Leisure Management Limited | Kettering Leisure Village | Thurston Drive | Kettering | Northamptonshire |  | NN15 6PB | at a point prior to discharging into the public foul sewer | at Thurston Drive, Kettering | SP8560077500 | SP8560077500 | [54 empty] | 1000 | mg/l | [10 empty] | 5 | mg/l | [42 empty] | 15 | m³/hr | [36 empty] | 250 | mg/l | [10 empty] | 10 | pH | 6 | pH | [18 empty] | 1000 | mg/l | [8 empty] | 1000 | mg/l | [6 empty] | 45 | °C | [8 empty] | 10 | m³/d
BROADHOLME STW | S01MCALPINKA | Consent | Live | No | ACS 108 | Sir Robert McAlpine Limited | Pytchley Lodge Road | Kettering | Northamptonshire |  |  | NN15 6JN | 12/10/2007 | Wastewater from the washdown of tools, components and equipment. | Sir Robert McAlpine Limited | Eaton Court | Maylands Avenue | Hemel Hempstead | Hertfordshire |  | HP2 7TR | at the sinks used for washdown processes | at Pytchley Lodge Road, Kettering | SP8678076500 | SP8699076490 | [54 empty] | 3000 | mg/l | [54 empty] | 0.25 | l/s | [36 empty] | 300 | mg/l | [10 empty] | 10 | pH | 6 | pH | [18 empty] | 1000 | mg/l | [8 empty] | 1000 | mg/l | [6 empty] | 45 | °C | [8 empty] | 0.5 | m³/d
BROADHOLME STW | S01DCCOOK KA | Direction | Live | No | ADX 418 | Wm Morrison Petrol Filling Station | Northfield Avenue | Kettering | Northamptonshire |  |  | NN16 8TB | 01/03/2013 | Wastewater from an automatic vehicle wash. | Wm Morrison Supermarkets PLC | Hilmore House | Gain Lane | Bradford | West Yorkshire |  | BD3 7DL | at a point prior to discharge into the public foul sewer | at Northfield Avenue | SP8623079540 | SP8626079530 | [54 empty] | 2500 | mg/l | [54 empty] | 1.5 | l/s | [36 empty] | 250 | mg/l | [10 empty] | 11 | pH | 6 | pH | [18 empty] | 1000 | mg/l | [8 empty] | 1000 | mg/l | [6 empty] | 45 | °C | [8 empty] | 20 | m³/d
BROADHOLME STW | S01ERIONCAKA | Direction | Live | No | ADV 311 | Finedon Hand Car Wash | 30 Burton Road | Finedon | Wellingborough | Northamptonshire |  | NN9 5HX | 01/02/2011 | Wastewater from the external washing of vehicles only. | Mr K Hasanpapaj | 41 Oxford Street | Finedon | Northants |  |  | NN9 5EZ | at a point prior to discharge into the public foul sewer | at Burton Road, Finedon | SP9202072390 | SP9202072320 | [54 empty] | 2500 | mg/l | [54 empty] | 2 | m³/hr | [36 empty] | 250 | mg/l | [10 empty] | 11 | pH | 6 | pH | [18 empty] | 1000 | mg/l | [8 empty] | 1000 | mg/l | [6 empty] | 45 | °C | [8 empty] | 10 | m³/d
BROADHOLME STW | S01NIMLOKCKA1 | Consent | Live | No | ACZ 350 | Nimlok Limited | Nimlok House | Booth Drive | Park Farm | Wellingborough |  | NN8 6NL | 20/08/2015 | Air compressor condensate. | Nimlok Limited | Nimlok House | Booth Drive | Park Farm | Wellingborough | Northamptonshire | NN8 6NL | at a discharge pipe from the sink in the production area | at Rutherford Drive | SP6344067687 | SP8627367632 | [54 empty] | 2000 | mg/l | [54 empty] | 1 | l/s | [48 empty] | 10 | pH | 6 | pH | [18 empty] | 1000 | mg/l | [16 empty] | 45 | °C | [8 empty] | 0.02 | m³/d
BROADHOLME STW | S01BUDGENSKA | Direction | Live | No | ADW 279 | Musgrave Retail Partners GB Ltd | Warehouse 1 | 11 - 29 Booth Drive | Park Farm South | Wellingborough | Northamptonshire | NN8 6GR | 01/05/2012 | Wastewaters generated during internal and external vehicle cleaning, washdown water from equipment used for meat preparation and general plant and cooling water from refrigeration plant. | Musgrave Retail Partners GB Limited | Widewater Place | Moor Gall Road | Harefield, Middlesex |  |  | UB9 6NS | at a point prior to discharge into the public foul sewer | at Park Farm Way, Wellingborough | SP8650068080 | SP8672068090 | [54 empty] | 2000 | mg/l | [54 empty] | 5 | m³/hr | [36 empty] | 250 | mg/l | [10 empty] | 12 | pH | 6 | pH | [18 empty] | 1000 | mg/l | [8 empty] | 1000 | mg/l | [6 empty] | 45 | °C | [8 empty] | 50 | m³/d
BROADHOLME STW | S01ROTHVALKA1 | Consent | Live | No | TECO-0040-2018 | Rothwell Car Wash | Desborough Road | Rothwell | Northamptonshire |  |  | NN14 6JG | 08/05/2018 | Used water, after passage via an interceptor, from the external washing of vehicles only. | Rothwell Valeting Centre Limited | 48 Bush Hill | Northampton | Northamptonshire |  |  | NN3 2PE | the manhole at the end of covered clean area | Desborough Road | SP8133081526 | SP8131681510 | [54 empty] | 2500 | mg/l | [54 empty] | 1 | l/s | [48 empty] | 11 | pH | 6 | pH | [18 empty] | 1000 | mg/l | [16 empty] | 45 | °C | [8 empty] | 7.5 | m³/d
BROADHOLME STW | S01BIODYNAKA | Direction | Live | No | TEDI-0044-2018 | Pharmaron UK Limited | Pegasus Way | Rushden | Northamptonshire |  |  | NN10 6ER | 19/04/2018 | General laboratory used water arising from the testing of chemical and pharmaceutical products. | Pharmaron UK Limited | The Old Glassworks | Nettlefold Road | Cardiff |  |  | CF24 5JQ | a point prior to discharging into the public foul sewer. | Crown Way, Rushden | SP9414667676 | SP9421967658 | [54 empty] | 1000 | mg/l | [54 empty] | 1 | l/s | [48 empty] | 10 | pH | 6 | pH | [18 empty] | 100 | mg/l | [16 empty] | 45 | °C | [8 empty] | 10 | m³/d
BROADHOLME STW | S01BANNATYKA | Direction | Live | No | TEDI-0099-2018 | Bannatyne Fitness Limited | 1-2 Wallis Close | Park Farm Industrial Estate | Wellingborough | Northamptonshire |  | NN8 6AG | 13/08/2018 | Used water from the backwashing of swimming pool filters and the periodic emptying of pool contents. | Bannatyne Fitness Limited | Power House | Haughton Road | Darlington | County Durham |  | DL1 1ST | SP86516760 | Park Farm Way | SP8652267607 | SP8653567606 | [54 empty] | 1000 | mg/l | [10 empty] | 5 | mg/l | [42 empty] | 15 | l/s | [48 empty] | 10 | pH | 6 | pH | [18 empty] | 500 | mg/l | [16 empty] | 45 | °C | [8 empty] | 8 | m³/d
BROADHOLME STW | S01EAKETTEKA1 | Consent | Live | No | TECO-0131-2018 | The Environment Agency | Nene House | Pytchley Road | Pytchley Lodge Industrial Estate | Kettering | Northamptonshire | NN15 6JQ | 26/11/2018 | Used water from the external washing of vehicles only. | The Environment Agency | Legal Services | Horizon House | Deanery Road | Bristol |  | BS1 5AH | the foul manhole adjacent to the vehicle wash area | Pytchley Lodge Road | SP8685376618 | SP8697976590 | [54 empty] | 2500 | mg/l | [54 empty] | 1 | l/s | [48 empty] | 11 | pH | 6 | pH | [18 empty] | 1000 | mg/l | [16 empty] | 45 | °C | [8 empty] | 1 | m³/d
BROADHOLME STW | S01SHELL KA | Direction | Live | No | TEDI-0119-2018 | The Petrol Filling Station | 115 Finedon Road | Wellingborough | Northamptonshire |  |  | NN8 4AL | 17/09/2018 | Used water from the jet washing of motor vehicles. | Hockenhull Garages Limited | Shell Corby | Cottingham Road | Corby | Northamptonshire |  | NN17 2UL | a point prior to discharge into the public foul sewer | Finedon Road | SP9040069300 | SP9040069300 | [54 empty] | 2500 | mg/l | [54 empty] | 0.5 | l/s | [48 empty] | 11 | pH | 6 | pH | [18 empty] | 1000 | mg/l | [16 empty] | 45 | °C | [8 empty] | 2 | m³/d
BROADHOLME STW | S01MORRISOKA2 | Direction | Live | No | TEDI-0020-2019 | William Morrison | Altendiez Way | Burton Latimer | Northamptonshire |  |  | NN15 5YT | 02/09/2019 | Used water comprising under-vehicle wash water. | William Morrison Supermarkets PLC | Hilmore House | Gain Lane | Bradford | West Yorkshire |  | BD3 7DL | a point prior to discharge into the public foul sewer | a location running across the Morrison's site (Anglian Water asset number 91890726) | SP8901075480 | SP8901075480 | [54 empty] | 2500 | mg/l | [16 empty] | 3 | mg/l | [36 empty] | 1 | l/s | [36 empty] | 250 | mg/l | [10 empty] | 11 | pH | 6 | pH | [18 empty] | 1000 | mg/l | [8 empty] | 1000 | mg/l | [6 empty] | 45 | °C | [8 empty] | 3 | m³/d | [14 empty] | 5 | mg/l
BROADHOLME STW | S01SPLASHPKA | Direction | Live | No | TEDI-0037-2019 | Splash Leisure Pool | Station Road | Rushden | Northamptonshire |  |  | NN10 9SG | 04/08/2019 | Used water from swimming pool filter system and periodic drain-down of pool contents. | Wealden Leisure Ltd T/A Freedom Leisure | The Paddock | 1-6 Carriers | East Hoathly | East Sussex |  | BN8 6AG | a point prior to discharge into the public foul sewer | Station Road | SP9553067030 | SP9553067030 | [54 empty] | 1000 | mg/l | [10 empty] | 5 | mg/l | [42 empty] | 10 | l/s | [48 empty] | 10 | pH | 6 | pH | [18 empty] | 1000 | mg/l | [16 empty] | 45 | °C | [8 empty] | 15 | m³/d
BROADHOLME STW | S01RALPHCOKA1 | Consent | Live | No | TECO-0060-2019 | Ralph Coleman International Limited | 70 Sinclair Drive | Park Farm Industrial Estate | Wellingborough | Northamptonshire |  | NN8 6UY | 04/06/2019 | Used water from the washing of supermarket trays. | Ralph Coleman International Limited | Hazell Way | Bermuda Road Industrial Estate | Nuneaton | Warwickshire |  | CV10 7PQ | the manhole to the side of the factory unit | Sinclair Drive | sp8621468722 | sp8622068715 | [54 empty] | 2500 | mg/l | [54 empty] | 2 | l/s | [48 empty] | 11 | pH | 6 | pH | [18 empty] | 1000 | mg/l | [16 empty] | 45 | °C | [8 empty] | 100 | m³/d
BROADHOLME STW | S01WYKESGLKA | Direction | Live | No | TEDI-0063-2019 | Ancillary Components Limited | Goosey Lodge | Wymington | Nr Rushden | Northamptonshire |  | NN10 9LU | 22/02/2021 | Used water arising from the biological treatment of non-hazardous tankered wastes originating from within the food industry only, and after passage through final lagoons. | Ancillary Components Limited | Goosey Lodge | Wymington | Nr Rushden | Northamptonshire |  | NN10 9LU | a point after the effluent treatment plant and prior to discharging to the public foul sewer | Manhole 2001 on A6, Rushden | SP9730064000 | SP9681064440 | [54 empty] | 2500 | mg/l | [54 empty] | 3 | l/s | [48 empty] | 10 | pH | 6 | pH | [8 empty] | 20 | mg/l | [8 empty] | 500 | mg/l | [8 empty] | 1000 | mg/l | [6 empty] | 43 | °C | [8 empty] | 200 | m³/d
BROADHOLME STW | S01LINDEBHKA1 | Consent | Live | No | TECO-0003-2020 | Linde Material Handling East Limited | 6-8 Paterson Road | Finedon Road Industrial Estate | Wellingborough | Northamptonshire |  | NN8 4BZ | 03/02/2020 | Used water, after passage via an interceptor, from the external washing of vehicles only. | Linde Material Handling East Limited | Kingsclere Road | Basingstoke | Hampshire |  |  | RG21 6XJ | the wash bay outfall | Sanders Road | SP8992269650 | SP8987169687 | [54 empty] | 2500 | mg/l | [54 empty] | 1 | l/s | [48 empty] | 11 | pH | 6 | pH | [18 empty] | 1000 | mg/l | [16 empty] | 45 | °C | [8 empty] | 3.6 | m³/d
BROADHOLME STW | S01WGALLAYKA | Direction | Live | No | TEDI-0018-2020 | Gallay Limited | 9-15 Paterson Road | Finedon Road Industrial Estate | Wellingborough | Northamptonshire |  | NN8 4BZ | 04/05/2020 | Used waters comprising: 1 - rinse water from pickling process 2 - leak test tank water. | Gallay Limited | Paterson Road | Finedon Road Industrial Estate | Wellingborough | Northamptonshire |  | NN8 4BZ | a point in the factory (in the channel) | Paterson Road, Wellingborough | SP8991069920 | SP5999069930 | [54 empty] | 250 | mg/l | [54 empty] | 2 | l/s | [48 empty] | 10 | pH | 6 | pH | [18 empty] | 250 | mg/l | [8 empty] | 1000 | mg/l | [6 empty] | 45 | °C | [8 empty] | 5 | m³/d
BROADHOLME STW | S01SCOTBADKA3 | Consent | Live | No | TECO-0004-2020 | Scott Bader UK Ltd | Wollaston Hall | Wollaston | Wellingborough | Northamptonshire |  | NN29 7RL | 17/02/2020 | Used water from the backwash of a Reverse Osmosis unit. | Scott Bader UK Limited | Wollaston Hall | Wollaston | Wellingborough | Northamptonshire |  | NN29 7RL | a point behind the RO unit | Irchester Road | SP9105162978 | SP9094162934 | [54 empty] | 500 | mg/l | [54 empty] | 0.5 | l/s | [48 empty] | 10 | pH | 6 | pH | [18 empty] | 250 | mg/l | [8 empty] | 1000 | mg/l | [6 empty] | 45 | °C | [8 empty] | 40 | m³/d
BROADHOLME STW | S01RMCREADKA | Direction | Live | No | TEDI-0021-2020 | Cemex UK Operations Limited | 27A Telford Way | Telford Way Industrial Estate | Kettering | Northamptonshire |  | NN16 8UN | 06/04/2020 | Used water arising from vehicle and yard washdown including contaminated surface water drainage from the concrete batching plant. | Cemex UK Operations Limited | Cemex House | Evreux Way | Rugby | Warwickshire |  | CV21 2DT | a point after the settlement pit, prior to discharging to the public foul sewer | Telford Way, Kettering | SP8563079430 | SP8565079440 | [54 empty] | 2000 | mg/l | [54 empty] | 2 | l/s | [48 empty] | 12 | pH | 6 | pH | [18 empty] | 1000 | mg/l | [16 empty] | 45 | °C | [8 empty] | 10 | m³/d
BROADHOLME STW | S01STEERSDKA1 | Consent | Live | No | TECO-0040-2020 | Steers Detailing | 22 Park Street | Wollaston | Northamptonshire |  |  | NN29 7RR | 02/04/2020 | Used water from the external washing of vehicles only. | Mr Karl Steers T/A Steers Detailing | 22 Park Street | Wollaston | Northamptonshire |  |  | NN29 7RR | the sampling sump | rear of Park Street | SP9116262610 | SP9118262601 | [54 empty] | 2500 | mg/l | [54 empty] | 1 | l/s | [48 empty] | 11 | pH | 6 | pH | [18 empty] | 1000 | mg/l | [16 empty] | 43.3 | °C | [8 empty] | 1 | m³/d
BROADHOLME STW | S01SCOTBADKA2 | Consent | Live | No | TECO-0001-2020 | Scott Bader UK Limited | Wollaston Hall | Wollaston | Wellingborough | Northamptonshire |  | NN29 7RL | 05/02/2020 | Used water from the backwash of an ultra filtration unit. | Scott Bader UK Limited | Wollaston Hall | Wollaston | Wellingborough | Northamptonshire |  | NN29 7RL | the filter backwash | York Road | SP9118463389 | SP9116463419 | [54 empty] | 500 | mg/l | [54 empty] | 0.7 | l/s | [48 empty] | 10 | pH | 6 | pH | [18 empty] | 250 | mg/l | [8 empty] | 1000 | mg/l | [6 empty] | 45 | °C | [8 empty] | 40 | m³/d
BROADHOLME STW | S01SCOTBADKA5 | Consent | Live | No | TECO-0064-2020 | Scott Bader UK Limited | Wollaston Hall | Wollaston | Wellingborough | Northamptonshire |  | NN29 7RL | 29/07/2020 | Used water from the Caustic boil out of polyester reactor, after pH Correction. | Scott Bader UK Limited | Wollaston Hall | Wollaston | Wellingborough | Northamptonshire |  | NN29 7RL | the discharge point from the treatment tank | Hickmire | SP9111463039 | SP9087963043 | [54 empty] | 6000 | mg/l | [54 empty] | 1 | l/s | [36 empty] | 250 | mg/l | [10 empty] | 10 | pH | 6 | pH | [18 empty] | 1000 | mg/l | [8 empty] | 3600 | mg/l | [6 empty] | 43 | °C | [8 empty] | 30 | m³/d
BROADHOLME STW | S01SCOTBADKA4 | Consent | Live | No | TECO-0005-2020 | Scott Bader UK Limited | Wollaston Hall | Wollaston | Wellingborough | Northamptonshire |  | NN29 7RL | 05/02/2020 | Used water from Alkyd cooling tower. | Scott Bader UK Limited | Wollaston Hall | Wollaston | Wellingborough | Northamptonshire |  | NN29 7RL | a point behind the cooling tower | Irchester Road | SP9103563012 | SP9094162934 | [54 empty] | 500 | mg/l | [54 empty] | 1 | l/s | [48 empty] | 10 | pH | 6 | pH | [18 empty] | 250 | mg/l | [8 empty] | 1000 | mg/l | [6 empty] | 45 | °C | [8 empty] | 10 | m³/d
BROADHOLME STW | S01WINKHAUKA | Direction | Live | No | TEDI-0132-2020 | Winkhaus (UK) Limited | 2950 Kettering Parkway | Kettering Venture Park | Kettering | Northamptonshire |  | NN15 6XZ | 22/04/2021 | Used Water arising from the weather testing of doors and windows. | Winkhaus (UK) Limited | 2950 Kettering Parkway | Kettering | Northamptonshire |  |  | NN15 6XZ | a point adjacent to the test area and prior to discharging to the public foul sewer | Kettering Parkway, Kettering | SP8785075950 | SP8756076010 | [54 empty] | 500 | mg/l | [54 empty] | 10 | l/s | [48 empty] | 10 | pH | 6 | pH | [18 empty] | 200 | mg/l | [16 empty] | 43 | °C | [8 empty] | 1 | m³/d
BROADHOLME STW | S01KROHNEWKA2 | Consent | Live | Yes | TECO-0145-2020 | KROHNE Limited | 6-12 Davy Close | Park Farm Industrial Estate | Wellingborough | Northamptonshire |  | NN8 6XX | 09/12/2020 | Used water from the ultrasonic cleaning of components. | KROHNE Limited | 34-38 Rutherford Drive | Park Farm Industrial Estate | Wellingborough | Northamptonshire |  | NN8 6AE | the discharge point from the ultrasonic cleaning tank | Rutherford Drive | SP8622868516 | SP8628268498 | [48 empty] | 0.1 | mg/l |  |  |  |  | 15000 | mg/l | [54 empty] | 1 | l/s | [36 empty] | 250 | mg/l | [10 empty] | 11 | pH | 6 | pH | [18 empty] | 500 | mg/l | [16 empty] | 43 | °C | [8 empty] | 1 | m³/d
BROADHOLME STW | S01SARTORIKA | Direction | Live | No | TEDI-0187-2020 | Sartoris Products Limited | 25 Bradfield Close | Finedon Road Industrial Estate | Wellingborough | Northamptonshire |  | NN8 4RQ | 05/04/2021 | Used water from the acid cleaning of metal fabrications. | Sartoris Products Limited | 25 Bradfield Close | Finedon Road Industrial Estate | Wellingborough | Northamptonshire |  | NN8 4RQ | the foul sewer adjacent to the cleaning tanks | Bradfield Road, Wellingborough | SP8916470332 | SP8916770374 | [54 empty] | 25000 | mg/l | [54 empty] | 0.3 | l/s | [32 empty] | 3 | mg/l |  |  | 250 | mg/l | [10 empty] | 10 | pH | 6 | pH | [18 empty] | 2500 | mg/l | [8 empty] | 1000 | mg/l | [6 empty] | 43 | °C | [8 empty] | 2.3 | m³/d | [14 empty] | 5 | mg/l
BROADHOLME STW | S01PRIORYPKA | Direction | Live | No | TEDI-0197-2020 | D S Smith Packaging Limited | 33-35 Meadow Close | Ise Valley Industrial Estate | Wellingborough | Northamptonshire |  | NN8 4BH | 05/04/2021 | Used water from flexographic printing. | D S Smith Packaging Limited | 350 Euston Road | London |  |  |  | NW1 3AX | the point of entry into the foul sewer adjacent to the printing machines | Meadow Close | SP9062069670 | SP9068069680 | [54 empty] | 10000 | mg/l | [16 empty] | 3 | mg/l | [36 empty] | 1 | l/s | [48 empty] | 10 | pH | 6 | pH | [18 empty] | 2000 | mg/l | [16 empty] | 43 | °C | [8 empty] | 1 | m³/d
BROADHOLME STW | S01MSLABORKA | Direction | Live | No | TEDI-0124-2020 | M.S. Laboratories Limited | 33 Sanders Road | Finedon Road Industrial Estate | Wellingborough | Northamptonshire |  | NN8 4NL | 09/02/2021 | Used water from the cleaning of laboratory equipment and glassware only. | M.S. Laboratories Limited | 33 Sanders Road | Finedon Road Industrial Estate | Wellingborough | Northamptonshire |  | NN8 4NL | the discharge from the washing machine | Sanders Road, Wellingborough | SP8977869916 | SP8977669906 | [54 empty] | 500 | mg/l | [54 empty] | 1 | l/s | [48 empty] | 10 | pH | 6 | pH | [18 empty] | 500 | mg/l | [16 empty] | 43 | °C | [8 empty] | 4 | m³/d
BROADHOLME STW | S01COUNTRYKA1 | Consent | Live | No | TECO-0162-2020 | Country Style Foods | 5 Henson Way | Telford Way Industrial Estate | Kettering | Northamptonshire |  | NN16 8PX | 16/12/2020 | Used water from the cleaning of food manufacturing equipment. | Country Style Foods Limited | 50 Pontefract Lane | Leeds | West Yorkshire |  |  | LS9 8HY | the manhole in the car park by the gas incomer | Henson Way | SP8535979755 | SP8534579705 | [54 empty] | 5000 | mg/l | [54 empty] | 2 | l/s | [36 empty] | 250 | mg/l | [10 empty] | 10 | pH | 6 | pH | [18 empty] | 1000 | mg/l | [8 empty] | 1000 | mg/l | [6 empty] | 43 | °C | [8 empty] | 20 | m³/d
BROADHOLME STW | S01PAPERPAKA | Direction | Live | No | TEDI-0186-2020 | The Alternative Pallet Company Ltd | 60 Sinclair Drive | Park Farm North Industrial Estate | Wellingborough | Northamptonshire |  | NN8 6UY | 25/03/2021 | Used water comprising of wash down water from glue machine. | The Alternative Pallet Company Ltd | 60 Sinclair Drive | Park Farm North Industrial Estate | Wellingborough | Northamptonshire |  | NN8 6UY | a foul sewer adjacent to glue machine, prior to discharge to the public foul sewer | Sinclair Drive | SP8635068880 | SP8640968895 | [54 empty] | 10000 | mg/l | [54 empty] | 1 | l/s | [36 empty] | 250 | mg/l | [10 empty] | 10 | pH | 6 | pH | [18 empty] | 4000 | mg/l | [16 empty] | 43 | °C | [8 empty] | 1 | m³/d
BROADHOLME STW | S01ASDAKETKA1 | Consent | Live | No | TECO-0039-2021 | Asda Kettering Petrol Station | Cunliffe Drive | Northfield Avenue | Kettering | Northamptonshire |  | NN16 9HU | 16/02/2021 | Used water from the external washing of vehicles only. | Asda Stores Ltd | Asda House | South Bank | Great Wilson Street | Leeds |  | LS11 5AD | the foul manhole to the rear of vehicle wash bay | Cunliffe Drive | SP8623480032 | SP8628780001 | [54 empty] | 2500 | mg/l | [54 empty] | 0.5 | l/s | [48 empty] | 11 | pH | 6 | pH | [18 empty] | 1000 | mg/l | [16 empty] | 43 | °C | [8 empty] | 2.5 | m³/d
BROADHOLME STW | S01MONOWORKA | Direction | Live | No | TEDI-0032-2021 | Monoworld Recycling Ltd | 19-26 Sanders Lodge Industrial Estate | Rushden | Northamptonshire |  |  | NN10 6BQ | 16/08/2021 | Pre-treated used waters, produced during washing process associated with the recycling of plastics containers. | Monoworld Recycling Ltd | 180 Irchester Road | Rushden | Northamptonshire |  |  | NN10 9QU | the chamber adjacent to the electricity transformer | Wellingborough Road, Rushden | SP9391067189 | SP9385367418 | [54 empty] | 6000 | mg/l | [54 empty] | 3 | l/s | [36 empty] | 250 | mg/l | [10 empty] | 10 | pH | 6 | pH | [18 empty] | 1000 | mg/l | [8 empty] | 1000 | mg/l | [6 empty] | 43 | °C | [8 empty] | 200 | m³/d | [14 empty] | 5 | mg/l
BROADHOLME STW | S01RIGID HKA | Direction | Live | No | TEDI-0110-2021 | VPK PACKAGING LTD | Stoke Albany Road | Desborough | Kettering | Northamptonshire |  | NN14 2SR | 18/10/2021 | Used water from i) printing and gluing of cardboard boxes ii) boiler blowdown. | VPK PACKAGING LTD | Stoke Albany Road | Desborough | Kettering | Northamptonshire |  | NN14 2SR | the v-notch weir at end of effluent treatment plant | a point prior to Desborough Magnetic Park Pumping Station | SP7971084390 | SP7989684230 | [54 empty] | 2250 | mg/l | [54 empty] | 4 | l/s | [48 empty] | 10 | pH | 6 | pH | [18 empty] | 150 | mg/l | [8 empty] | 1000 | mg/l | [6 empty] | 43 | °C | [8 empty] | 35 | m³/d | [14 empty] | 2 | mg/l
BROADHOLME STW | S01KETTHWRKA | Consent | Live | No | TECO-0170-2021 | Urbaser Limited | Kettering Household Waste Recycling Centre | Garrard Way | Telfors Way Industrial Estate | Kettering | Northamptonshire | NN16 8TD | 01/09/2021 | Surface water run off from household waste recycling centre. | Urbaser Limited | First Floor | Westmoreland House | 80-86 Bath Road | Cheltenham | Gloucestershire | GL53 7JT | the sample chamber after the interceptor | Garrard Way | SP8590079430 | SP8581079400 | [54 empty] | 1000 | mg/l | [54 empty] | 5.4 | l/s | [36 empty] | 250 | mg/l | [10 empty] | 10 | pH | 6 | pH | [18 empty] | 500 | mg/l | [8 empty] | 1000 | mg/l | [6 empty] | 43 | °C | [8 empty] | 0.6 | m³/d
BROADHOLME STW | S01WALUMASKA | Direction | Live | No | TEDI-0285-2021 | Alumasc Exterior Building Products Limited | Station Road | Burton Latimer | Kettering | Northamptonshire |  | NN15 5JP | 21/03/2022 | Treated used water from cleaning and surface coating of aluminium products. | Alumasc Exterior Building Products Limited | C/O The Alumasc Group PLC | Station Road | Burton Latimer | Kettering | Northamptonshire | NN15 5JP | the effluent treatment plant | Station Road | SP8899075040 | SP8899075040 | [54 empty] | 500 | mg/l | [54 empty] | 1 | l/s | [48 empty] | 10 | pH | 6 | pH | [8 empty] | 200 | mg/l | [8 empty] | 500 | mg/l | [16 empty] | 43 | °C | [8 empty] | 10 | m³/d
BROADHOLME STW | S01AUTOCMSKA1 | Consent | Live | No | TECO-0240-2021 | Autocraft Machining Solutions Ltd | Booth Drive | Park Farm Industrial Estate | Wellingborough | Northamptonshire |  | NN8 6GR | 10/02/2022 | Used water from the machining and cleaning of components. | Autocraft Machining Solutions Ltd | Main Road | Belton | Grantham | Lincolnshire |  | NG32 2LY | the sampling tap on CARDEV Machine | the Rear of factory Booth Drive | SP8654367908 | SP8665167895 | [54 empty] | 10000 | mg/l | [54 empty] | 0.25 | l/s | [36 empty] | 250 | mg/l | [10 empty] | 10 | pH | 6 | pH | [18 empty] | 1000 | mg/l | [16 empty] | 43 | °C | [8 empty] | 0.4 | m³/d
BROADHOLME STW | S01KROHNEWKA1 | Direction | Live | No | TEDI-0101-2022 | Krohne Limited | 34-38 Rutherford Drive | Park Farm Industrial Estate | Wellingborough | Northamptonshire |  | NN8 6AE | 14/09/2022 | Used water from the calibration of flowmeters. | Krohne Limited | 34-38 Rutherford Drive | Park Farm Industrial Estate | Wellingborough | Northamptonshire |  | NN8 6AE | a suitable point, prior to entry to the public foul sewer | Huxley Close, Wellingborough | SP8614367616 | SP8613067702 | [54 empty] | 500 | mg/l | [54 empty] | 1 | l/s | [36 empty] | 250 | mg/l | [10 empty] | 10 | pH | 6 | pH | [18 empty] | 100 | mg/l | [16 empty] | 43 | °C | [8 empty] | 5 | m³/d
BROADHOLME STW | S01GIVDANBKA1 | Consent | Live | No | TECO-0091-2022 | Givaudan UK | Unit 9 Woodley's Yard | Newton Road | Higham Ferrers | Northamptonshire |  | NN9 8HR | 27/06/2022 | Used water produced during the manufacture of gravies, sauces, stocks & marinades. | Givaudan UK Limited | Finance Building | Kennington Road | Ashford | Kent |  | TN24 0LT | Split manhole after interceptor | Bury Close, Higham Ferrers | SP9637468783 | SP9634268803 | [54 empty] | 10000 | mg/l | [54 empty] | 1 | l/s | [36 empty] | 250 | mg/l | [10 empty] | 10 | pH | 6 | pH | [18 empty] | 2000 | mg/l | [16 empty] | 43 | °C | [8 empty] | 2 | m³/d
BROADHOLME STW | S01WWEETABKA1 | Direction | Live | No | TEDI-0177-2022 | Weetabix Limited | Weetabix Mills | Station Road | Burton Latimer | Kettering | Northamptonshire | NN15 5JR | 09/01/2023 | Used water from the preparation of cereal based food product & vehicle washing. | Weetabix Limited | Weetabix Mills | Station Road | Burton Latimer | Kettering | Northamptonshire | NN15 5JR | the manhole F13 | a point within the curtilage of the site | SP8885774857 | SP8884974854 | [54 empty] | 3500 | mg/l | [54 empty] | 3.8 | l/s | [48 empty] | 10 | pH | 6 | pH | [18 empty] | 500 | mg/l | [16 empty] | 43 | °C | [8 empty] | 168 | m³/d
BROADHOLME STW | S01WWEETABKA3 | Direction | Live | No | TEDI-0179-2022 | Weetabix Limited | Weetabix Mills | Station Road | Burton Latimer | Kettering | Northamptonshire | NN15 5JR | 09/01/2023 | Used water from the preparation of cereal based food products. | Weetabix Limited | Weetabix Mills | Station Road | Burton Latimer | Kettering | Northamptonshire | NN15 5JR | the manhole F25a | a point within the curtilage of the site | SP8882974913 | SP8883874901 | [54 empty] | 1500 | mg/l | [54 empty] | 0.7 | l/s | [48 empty] | 10 | pH | 6 | pH | [18 empty] | 800 | mg/l | [16 empty] | 43 | °C | [8 empty] | 30 | m³/d
BROADHOLME STW | S01WWEETABKA4 | Direction | Live | No | TEDI-0180-2022 | Weetabix Limited | Weetabix Mills | Station Road | Burton Latimer | Kettering | Northamptonshire | NN15 5JR | 09/01/2023 | Used water from the preparation of cereal based food products. | Weetabix Limited | Weetabix Mills | Station Road | Burton Latimer | Kettering | Northamptonshire | NN15 5JR | the manhole F37 | a point within the curtilage of the site | SP8874274995 | SP8875875020 | [54 empty] | 1000 | mg/l | [54 empty] | 0.7 | l/s | [48 empty] | 10 | pH | 6 | pH | [18 empty] | 500 | mg/l | [16 empty] | 43 | °C | [8 empty] | 30 | m³/d
BROADHOLME STW | S01WWEETABKA5 | Direction | Live | No | TEDI-0181-2022 | Weetabix Limited | Weetabix Mills | Station Road | Burton Latimer | Kettering | Northamptonshire | NN15 5JR | 09/01/2023 | Used water from the preparation of cereal based food products. | Weetabix Limited | Weetabix Mills | Station Road | Burton Latimer | Kettering | Northamptonshire | NN15 5JR | the manhole F76 | a point within the curtilage of the site | SP8878675029 | SP8875875020 | [54 empty] | 6000 | mg/l | [54 empty] | 1.25 | l/s | [36 empty] | 250 | mg/l | [10 empty] | 10 | pH | 6 | pH | [18 empty] | 500 | mg/l | [16 empty] | 43 | °C | [8 empty] | 55 | m³/d
BROADHOLME STW | S01MONOWORKA1 | Direction | Live | No | TEDI-0220-2022 | Monoworld Recycling Limited | 19-26 | Sanders Lodge Industrial Estate | Rushden | Northamptonshire |  | NN10 6BQ | 16/01/2023 | Contaminated surface water run-off from yard storage areas. | Monoworld Recycling Limited | 180 Irchester Road | Rushden | Northamptonshire |  |  | NN10 9QU | a manhole in front car park | Wellingborough Road, Rushden | SP9371867302 | SP9385567449 | [54 empty] | 1000 | mg/l | [54 empty] | 3 | l/s | [48 empty] | 10 | pH | 6 | pH | [18 empty] | 500 | mg/l | [16 empty] | 43 | °C | [8 empty] | 50 | m³/d
BROADHOLME STW | S01WWEETABKA2 | Direction | Live | No | TEDI-0178-2022 | Weetabix Limited | Weetabix Mills | Station Road | Burton Latimer | Kettering | Northamptonshire | NN15 5JR | 09/01/2023 | Used water from the production of cereal based food products. | Weetabix Limited | Weetabix Mills | Station Road | Burton Latimer | Kettering | Northamptonshire | NN15 5JR | the manhole F17 | a point within the curtilage of the site | SP8884274861 | SP8884974854 | [54 empty] | 2500 | mg/l | [54 empty] | 2.5 | l/s | [36 empty] | 250 | mg/l | [10 empty] | 10 | pH | 6 | pH | [18 empty] | 500 | mg/l | [16 empty] | 43 | °C | [8 empty] | 70 | m³/d
BROADHOLME STW | S01WWHITWOKAT | Direction | Live | No | TEDI-0225-2022 | Whitworths Limited | Orchard House | Irthlingborough | Wellingborough | Northamptonshire |  | NN9 5DB | 20/02/2023 | Used water arising from the washing of dried fruits. | Whitworths Limited | Orchard House | Irthlingborough | Wellingborough | Northamptonshire |  | NN9 5DB | the Discharge Tank | Wellingborough Road | SP9375070330 | SP9405070180 | [54 empty] | 15000 | mg/l | [54 empty] | 5.5 | l/s | [36 empty] | 250 | mg/l | [10 empty] | 10 | pH | 6 | pH | [18 empty] | 750 | mg/l | [16 empty] | 43 | °C | [8 empty] | 100 | m³/d
BROADHOLME STW | S01SOUNDENKAB | Direction | Live | No | TEDI-0243-2022 | Wicksteed Engineering Ltd | Hove Road | Rushden | Northamptonshire |  |  | NN10 0JB | 05/06/2023 | Used waters from cyanide hardening and cleaning of engineering components. | Wicksteed Engineering Limited | Hove Road | Rushden | Northamptonshire |  |  | NN10 0JB | a point prior to discharging to the public foul sewer. | Hove Road, rushden | SP9633066680 | SP9634066670 | [54 empty] | 500 | mg/l | [12 empty] | 4 | mg/l | [8 empty] | 1 | mg/l | [30 empty] | 1 | l/s | [32 empty] | 1.5 | mg/l | [14 empty] | 10 | pH | 6 | pH | [18 empty] | 1000 | mg/l | [16 empty] | 43 | °C | [8 empty] | 2.5 | m³/d | [14 empty] | 5 | mg/l
BROADHOLME STW | S01WWEETABKA8 | Direction | Live | No | TEDI-0184-2022 | Weetabix Limited | Weetabix Mills | Station Road | Burton Latimer | Kettering | Northamptonshire | NN15 5JR | 09/01/2023 | Used water from the preparation of cereal based food products. | Weetabix Limited | Weetabix Mills | Station Road | Burton Latimer | Kettering | Northamptonshire | NN15 5JR | the manhole F174 | a point within the curtilage of the site | SP8867775103 | SP8870875088 | [54 empty] | 11000 | mg/l | [54 empty] | 0.5 | l/s | [48 empty] | 10 | pH | 6 | pH | [18 empty] | 500 | mg/l | [16 empty] | 43 | °C | [8 empty] | 15 | m³/d
BROADHOLME STW | S01WWEETABKA6 | Direction | Live | No | TEDI-0306-2022 | Weetabix Limited | Weetabix Mills | Station Road | Burton Latimer | Kettering | Northamptonshire | NN15 5JR | 30/01/2023 | Used water from the preparation of cereal based food products. | Weetabix Limited | Weetabix Mills | Station Road | Burton Latimer | Kettering | Northamptonshire | NN15 5JR | the manhole F93 | a point within the curtilage of the site | SP8876275194 | SP8870975088 | [54 empty] | 15000 | mg/l | [54 empty] | 0.7 | l/s | [48 empty] | 10 | pH | 6 | pH | [18 empty] | 1000 | mg/l | [16 empty] | 43 | °C | [8 empty] | 30 | m³/d
BROADHOLME STW | S01BCWTREAKA1 | Consent | Live | No | TECO-0009-2023 | BCW Treatments Limited | Sywell Road | Park Farm Industrial Estate | Wellingborough | Northamptonshire |  | NN8 6XD | 19/01/2023 | Treated used water arising from the powder coat finish treatment plant and aluminium anodising processes. | BCW Treatments Limited | 2 Innovation Drive | Burnley | Lancashire |  |  | BB10 2FT | the outlet from the effluent treatment plant prior to discharge to the public foul sewer | Faraday Close Wellingborough | SP8606068820 | SP8618068870 | [48 empty] | 0.025 | mg/l |  |  |  |  | 650 | mg/l | [54 empty] | 1 | l/s | [48 empty] | 10 | pH | 6 | pH | [18 empty] | 500 | mg/l | [8 empty] | 9000 | mg/l | [6 empty] | 43 | °C | [8 empty] | 20 | m³/d
BROADHOLME STW | S01BALLBEVKAB | Direction | Live | No | TEDI-0026-2023 | Ball Beverage Packaging | Maynard Road | Burton Latimer | Kettering | Northamptonshire |  | NN15 5ZS | 27/02/2023 | Used water from the commissioning of the trade effluent pre-treatment plant and treated used water from the manufacture of aluminium cans. | Ball Beverage Packaging Europe Limited | 100 Capability Green | Luton | Bedfordshire |  |  | LU1 3LG | the waste water treatment room | the inlet to Broadholme WRC (via private sewer) | SP9058875995 | SP9087975986 | [54 empty] | 500 | mg/l | [54 empty] | 6 | l/s | [48 empty] | 10 | pH | 6 | pH | [18 empty] | 250 | mg/l | [10 empty] | 1 | mg/l |  |  |  |  | 43 | °C | [8 empty] | 519 | m³/d
BROADHOLME STW | S01WESTERNKAK | Direction | Live | No | TEDI-0007-2023 | National Grid Electricity Distribution Kettering | Kettering Depot | Robinson Way | Telford Way Industrial Estate | Kettering | Northamptonshire | NN16 8AJ | 06/06/2023 | Used water arising from the external washing of vehicles. | National Grid Electricity Distribution (East Midlands) PLC | Avonbank | Feeder Road | Bristol |  |  | BS2 0TB | a point after the wash bay, prior to discharging into the public foul sewer | Robinson Way, Kettering | SP8596079580 | SP8594079580 | [54 empty] | 2500 | mg/l | [54 empty] | 0.4 | l/s | [36 empty] | 250 | mg/l | [10 empty] | 11 | pH | 6 | pH | [18 empty] | 1000 | mg/l | [8 empty] | 1000 | mg/l | [6 empty] | 43 | °C | [8 empty] | 4 | m³/d
BROADHOLME STW | S01GOECLIPKA1 | Consent | Live | No | TECO-0058-2023 | Go Inspire Eclipse | Plant 4 | Kingsthorpe Park | Henson Way | Kettering | Northamptonshire | NN16 8HD | 16/03/2023 | Used water from the drainage of air compressor. | Eclipse Colour Print Limited | 147 Scudamore Road | Leicester | Leicestershire |  |  | LE3 1UQ | the drain next to plant 4 compressor room | Henson Way | SP8539279748 | SP8539679689 | [54 empty] | 2000 | mg/l | [54 empty] | 1 | l/s | [48 empty] | 10 | pH | 6 | pH | [18 empty] | 1000 | mg/l | [16 empty] | 43 | °C | [8 empty] | 0.5 | m³/d
BROADHOLME STW | S01MORBROAKA1 | Consent | Live | No | TECO-0122-2023 | Wm Morrison Supermarkets Holdings Limited | Crown Industrial Park, | Crown Way | Rushden, | Northamptonshire |  | NN10 6BS | 18/05/2023 | Treated used water from the washing and packaging of vegetables. | Wm Morrison Supermarkets Holdings Limited | Hillmore House | Gain Lane | Bradford | West Yorkshire |  | BD3 7DL | the effluent discharge tank | manhole number 6401 in Crown Way, Rushden | SP9468667521 | SP9469367418 | [54 empty] | 250 | mg/l | [54 empty] | 4 | l/s | [36 empty] | 250 | mg/l | [10 empty] | 10 | pH | 6 | pH | [18 empty] | 350 | mg/l | [16 empty] | 43 | °C | [8 empty] | 346 | m³/d
BROADHOLME STW | S01CHEANEYKA | Direction | Live | No | TEDI-0089-2023 | Joseph Cheaney & Sons | 69 Rushton Road | Desborough | Northamptonshire |  |  | NN14 2RR | 07/08/2023 | Used water from the soaking of leather soles. | Cheaney Shoes Limited | 69 Rushton Road | Desborough | Northamptonshire |  |  | NN14 2RR | a point after the sole soaking tank and prior to discharging to the public foul sewer | Rushton Road, Desborough | SP8072083530 | SP8074083530 | [54 empty] | 500 | mg/l | [54 empty] | 0.5 | l/s | [48 empty] | 10 | pH | 6 | pH | [18 empty] | 250 | mg/l | [16 empty] | 43 | °C | [8 empty] | 1 | m³/d
BROADHOLME STW | S01BIRDESQKA | Direction | Live | No | TEDI-0090-2023 | Fedwells Farm | Warkton | Kettering | Northamptonshire |  |  | NN16 9XL | 06/11/2023 | Used water from the dairy excluding cattle waste. | J R A & D Steeples | Fedwells Farm | Warkton | Kettering | Northamptonshire |  | NN16 9XL | a point prior to discharge into the public foul sewer | Warkton, nr Kettering | SP8921379669 | SP8914979678 | [54 empty] | 1500 | mg/l | [54 empty] | 0.5 | l/s | [36 empty] | 250 | mg/l | [10 empty] | 10 | pH | 6 | pH | [18 empty] | 750 | mg/l | [16 empty] | 43 | °C | [8 empty] | 0.5 | m³/d
BROADHOLME STW | S01CPVKETTKA1 | Consent | Live | No | TECO-0023-2023 | CPV Hand Car Wash | Asda Supermarket | Cunliffe Drive | Northfield Avenue | Kettering | Northamptonshire | NN16 9HU | 26/01/2023 | Used water from the external washing of vehicles only. | Car Park Valeting Limited | Simpson Wreford and Partners | Suffolk House | George Street | Croydon | Surrey | CR0 0YN | the effluent pumping station | Cunliffe Drive | SP8625179958 | SP8629179955 | [54 empty] | 2500 | mg/l | [54 empty] | 0.5 | l/s | [48 empty] | 11 | pH | 6 | pH | [18 empty] | 1000 | mg/l | [16 empty] | 43 | °C | [8 empty] | 4 | m³/d
BROADHOLME STW | S01ASTRASEKA | Direction | Live | No | TEDI-0073-2023 | Graham Holmes Astraseal Limited | Astraseal House | Paterson Road | Finedon Road Industrial Estate | Wellingborough, | Northamptonshire | NN8 4EX | 11/07/2023 | Used water from the washing of glass. | Graham Holmes Astraseal Limited | Astraseal House | Paterson Road | Finedon Road Industrial Estate | Wellingborough | Northamptonshire | NN8 4EX | the glass washing machine reservoir | Paterson Road, Wellingborough | SP8999069720 | SP8995869786 | [54 empty] | 100 | mg/l | [54 empty] | 0.5 | l/s | [48 empty] | 10 | pH | 6 | pH | [18 empty] | 100 | mg/l | [16 empty] | 43 | °C | [8 empty] | 1 | m³/d
BROADHOLME STW | S01JUNIPERKA | Direction | Live | No | TEDI-0091-2023 | Juniper Trading Limited | Mayfayre House | Unit 1 Denington Industrial Estate | Wellingborough | Northamptonshire |  | NN8 2QH | 20/09/2023 | Used water from screen printing wash down. | Juniper Trading Limited | Mayfayre House | Unit 1 Denington Industrial Estate | Wellingborough | Northamptonshire |  | NN8 2QH | the screen wash bay, prior to discharging to the public foul sewer | Denington Road, Wellingborough | SP8968067120 | SP8961867158 | [54 empty] | 2000 | mg/l | [54 empty] | 1 | l/s | [48 empty] | 10 | pH | 6 | pH | [18 empty] | 1500 | mg/l | [16 empty] | 43 | °C | [8 empty] | 2 | m³/d
BROADHOLME STW | S01GFM KA | Direction | Live | No | TEDI-0131-2023 | GFM (UK) Limited | Unit C1 Baird Court | Sinclair Drive | Park Farm Estate North | Wellingborough | Northamptonshire | NN8 6QJ | 13/11/2023 | Used water from a high pressure jet cutting machine. | GFM (UK) Limited | Unit C1 Baird Court | Sinclair Drive | Park Farm Estate North | Wellingborough | Northamptonshire | NN8 6QJ | a point after settlement and prior to discharging to the public foul sewer | Sinclair Drive, Wellingborough | SP8620068800 | SP8682068750 | [54 empty] | 500 | mg/l | [54 empty] | 1 | l/s | [48 empty] | 10 | pH | 6 | pH | [18 empty] | 250 | mg/l | [16 empty] | 43 | °C | [8 empty] | 3 | m³/d
BROADHOLME STW | S01DOM0015KA1 | Consent | Live | No | TECO-0194-2023 | Life's Bin Good Ltd | 15 Sandpiper Close | Rushden | Northamptonshire |  |  | NN10 6FU | 18/07/2023 | Screened used water from the cleaning of wheelie bins (by a high pressure wash). | Life's Bin Good Ltd | 5057 | Unit A | 82 James Carter Road | Mildenhall | Suffolk | IP28 7DE | the manhole in front of 15 Sandpiper Close, Rushden | Redshank Close (via private sewer) | SP9491267839 | SP9486767871 | [54 empty] | 2000 | mg/l | [54 empty] | 1 | l/s | [48 empty] | 10 | pH | 6 | pH | [18 empty] | 1000 | mg/l | [16 empty] | 43 | °C | [8 empty] | 0.4 | m³/d
BROADHOLME STW | S01ECOUREAKA1 | Consent | Live | No | TECO-0211-2023 | ECOUREA | 17 Francis Court | Rushden | Northamptonshire |  |  | NN10 6AY | 07/08/2023 | Used waster from the production of RO water and associated chemical cleaning of the membranes only. | Prasinus Holdings Ltd | One Fleet Place | London |  |  |  | EC4M 7WS | RO Concentrate Unit | Norris Way | SP9414067448 | SP9427867503 | [54 empty] | 2000 | mg/l | [54 empty] | 1 | l/s | [48 empty] | 10 | pH | 6 | pH | [18 empty] | 1000 | mg/l | [16 empty] | 43 | °C | [8 empty] | 24 | m³/d
BROADHOLME STW | S01SANITARKA | Direction | Live | No | TEDI-0174-2023 | Life Health Foods Limited | 40 Bradfield Road | Finedon Road Industrial Estate | Wellingborough | Northamptonshire |  | NN8 4HB | 21/11/2023 | Used water from food preparation equipment, boiler blowdown and cooling tower bleed-off. | Life Health Foods Limited | 40 Bradfield Road | Finedon Road Industrial Estate | Wellingborough | Northamptonshire |  | NN8 4HB | the manhole F7 behind office building | Bradfield Road | SP8912070500 | SP8912070515 | [54 empty] | 2000 | mg/l | [54 empty] | 4 | l/s | [36 empty] | 250 | mg/l | [10 empty] | 10 | pH | 6 | pH | [18 empty] | 1000 | mg/l | [8 empty] | 1000 | mg/l | [6 empty] | 43 | °C | [8 empty] | 20 | m³/d
BROADHOLME STW | S01ECLIPCOKA | Direction | Live | No | TEDI-0189-2023 | Go inspire eclipse | Plant 2 - Riley Road | Telford Way Industrial Estate | Kettering | Northamptonshire |  | NN16 8NN | 08/01/2024 | Used water from: 1) Printing Processes and 2) Compressor Condensate. | Eclipse Colour Print Limited | 147 Scudamore Road | Leicester | Leicestershire |  |  | LE3 1UQ | a point next to the storage room | Riley Road, Kettering | SP8534079900 | SP8540079910 | [54 empty] | 500 | mg/l | [54 empty] | 1 | l/s | [48 empty] | 10 | pH | 6 | pH | [18 empty] | 100 | mg/l | [16 empty] | 43 | °C | [8 empty] | 10 | m³/d | [14 empty] | 5 | mg/l
BROADHOLME STW | S01ECLIPSEKA | Direction | Live | No | TEDI-0190-2023 | Go Inspire Eclipse | Plant 1 | Riley Road | Telford Way Industrial Estate | Kettering | Northamptonshire | NN16 8NN | 29/12/2023 | Used water from: 1) Printing Processes and 2) Compressor Condensate. | Eclipse Colour Print Limited | 147 Scudamore Road | Leicester | Leicestershire |  |  | LE3 1UQ | the foul sewer adjacent to the print machine | Riley Road, Kettering | SP8545079780 | SP8549079790 | [54 empty] | 1000 | mg/l | [54 empty] | 1 | l/s | [48 empty] | 10 | pH | 6 | pH | [18 empty] | 100 | mg/l | [16 empty] | 43 | °C | [8 empty] | 10 | m³/d
BROADHOLME STW | S01SCOTBADKA6 | Consent | Live | No | TECO-0207-2023 | Scott Bader UK Limited | Wollaston Hall | Wollaston | Wellingborough | Northamptonshire |  | NN29 7RL | 07/08/2023 | Used water from polyester steam generator and associated cooling tower. | Scott Bader UK Limited | Wollaston Hall | Wollaston | Wellingborough | Northamptonshire |  | NN29 7RL | Sewer point F6 | Hickmire | SP9108263050 | SP9087963042 | [54 empty] | 2000 | mg/l | [54 empty] | 3.58 | l/s | [48 empty] | 10 | pH | 6 | pH | [18 empty] | 1000 | mg/l | [16 empty] | 43 | °C | [8 empty] | 20 | m³/d
BROADHOLME STW | S01WJAEGARKA | Direction | Live | No | TEDI-0204-2023 | Jaeger Casings | Irthlingborough Road | Wellingborough | Northamptonshire |  |  | NN8 1RA | 15/12/2023 | Used water from the preparation of sausage casings. | D M & M D Jaeger T/A Jaeger Casings | Irthlingborough Road | Wellingborough | Northamptonshire |  |  | NN8 1RA | the point of entry into the public foul sewer adjacent to the skin washer | Irthlingborough Road | SP9062067320 | SP9066067330 | [54 empty] | 500 | mg/l | [54 empty] | 1 | l/s | [48 empty] | 10 | pH | 6 | pH | [18 empty] | 500 | mg/l | [16 empty] | 43 | °C | [8 empty] | 5 | m³/d
BROADHOLME STW | S01KIERHWBKA1 | Direction | Live | No | TEDI-0207-2023 | Kier Transportation Limited | Wellingborough Depot | Bradfield Road | Finedon Industrial Estate | Wellingborough | Northamptonshire | NN8 4HB | 15/12/2023 | Used water, after passage via an interceptor, from the external washing of vehicles and run off from storage areas only. | Kier Transportation Limited | 2nd Floor | Optimum House | Clippers Quay | Salford, England |  | M50 3XP | the exit of the interceptor | Bradfield Road | SP8904270558 | SP8911970514 | [54 empty] | 2500 | mg/l | [54 empty] | 0.5 | l/s | [48 empty] | 11 | pH | 6 | pH | [18 empty] | 1000 | mg/l | [16 empty] | 43 | °C | [8 empty] | 4 | m³/d
BROADHOLME STW | S01MISTRALKA1 | Direction | Live | No | TEDI-0225-2023 | Mistral Baits Limited | 9 Sanders Close | Finedon Road Industrial Estate | Wellingborough | Northamptonshire |  | NN8 4HQ | 08/04/2024 | Used water arising from the preparation of fishing baits. | Mistral Baits Limited | 12 Portland Road | Irthlingborough | Wellingborough | Northamptonshire |  | NN9 5TG | the discharge from the batch boiling tank | Sanders Close, Wellingborough | SP8986069990 | SP8974070000 | [54 empty] | 40000 | mg/l | [54 empty] | 1 | l/s | [36 empty] | 250 | mg/l | [10 empty] | 10 | pH | 6 | pH | [18 empty] | 1000 | mg/l | [8 empty] | 1000 | mg/l | [6 empty] | 43 | °C | [8 empty] | 0.5 | m³/d
BROADHOLME STW | S01DSPICERKA | Direction | Live | No | TEDI-0205-2023 | Dana UK Driveshaft Limited | 11 Rutherford Drive | Park Farm South | Wellingborough |  |  | NN8 6AQ | 13/05/2024 | 1 - Used water comprising treated effluent from the pre-treatment of metal factors (including drive shafts and associated components) prior to painting 2 -Factory floor washings 3 - Filtered water from Air compressor units. | Dana UK Driveshaft Limited | Bridgeway House | Bridgeway | Stratford Upon Avon | Warwickshire |  | CV37 6YX | the foul water sewer by the effluent pre-treatment plant | Rutherford Drive | SP8620068310 | SP8623068310 | [54 empty] | 300 | mg/l | [54 empty] | 1 | l/s | [48 empty] | 10 | pH | 6 | pH | [18 empty] | 150 | mg/l | [16 empty] | 43 | °C | [8 empty] | 30 | m³/d | [14 empty] | 1 | mg/l
BROADHOLME STW | S01WWEETABKA7 | Direction | Live | No | TEDI-0211-2023 | Weetabix Limited | Weetabix Mills | Station Road | Burton Latimer | Kettering | Northamptonshire | NN15 5JR | 02/01/2024 | Used water from the preparation of cereal based food products and surface water from the contaminated yard area. | Weetabix Limited | Weetabix Mills | Station Road | Burton Latimer | Kettering | Northamptonshire | NN15 5JR | the manhole F159 | a point within the curtilage of the site | SP8855875309 | SP8858775234 | [54 empty] | 13000 | mg/l | [54 empty] | 1 | l/s | [48 empty] | 10 | pH | 6 | pH | [18 empty] | 850 | mg/l | [16 empty] | 43 | °C | [8 empty] | 18 | m³/d | [14 empty] | 2.5 | mg/l
BROADHOLME STW | S01ENTPRBRKA1 | Consent | Live | No | TECO-0007-2024 | Enterprise Rent-A-Car | U13F | 39-43 The Embankment | Wellingborough | Northamptonshire |  | NN9 1LD | 17/01/2024 | Used water, after passage via an interceptor, from the external washing of vehicles only. | Enterprise Rent-A-Car UK Limited | Enterprise House | Vicarage Road | Egham | Surrey |  | TW20 9FB | the drain in the car wash building | a point parallel to the embankment | SP9034867518 | SP9053667156 | [54 empty] | 2500 | mg/l | [54 empty] | 1 | l/s | [48 empty] | 11 | pH | 6 | pH | [18 empty] | 1000 | mg/l | [16 empty] | 43 | °C | [8 empty] | 2 | m³/d
BROADHOLME STW | S01ALPROUKKA | Direction | Live | No | TEDI-0224-2023 | Alpro (UK) Limited | Latimer Business Park | Altendiez Way | Burton Latimer | Kettering | Northamptonshire | NN15 5YT | 15/07/2024 | Treated used water from the manufacture of plant based drinks. | Alpro (UK) Limited | Latimer Business Park | Altendiez Way | Burton Latimer | Kettering | Northamptonshire | NN15 5YT | the V Notch weir | Latimer Business Park | SP8960075400 | SP8960075400 | [54 empty] | 300 | mg/l | [54 empty] | 10.5 | l/s | [48 empty] | 10 | pH | 6 | pH | [8 empty] | 13.5 | mg/l | [8 empty] | 500 | mg/l | [16 empty] | 43 | °C | [8 empty] | 900 | m³/d
BROADHOLME STW | S01INSITUFKA | Direction | Live | No | TEDI-0203-2023 | Insituform Linings Limited | 12-20 Brunel Close | Park Farm Industrial Estate | Wellingborough | Northamptonshire |  | NN8 6QX | 26/04/2024 | Used water from dye used in leak detection. | Insituform Linings Limited | 12-20 Brunel Close | Park Farm Industrial Estate | Wellingborough | Northamptonshire |  | NN8 6QX | the discharge point from the waste dye tank | Brunel Close | SP8678069050 | SP8671069020 | [54 empty] | 500 | mg/l | [54 empty] | 1 | l/s | [48 empty] | 10 | pH | 6 | pH | [18 empty] | 100 | mg/l | [16 empty] | 43 | °C | [8 empty] | 1 | m³/d
BROADHOLME STW | S01POTBELLKA | Direction | Live | No | TEDI-0233-2023 | Potbelly Brewery Ltd | 25-31 Durban Road | Kettering | Northamptonshire |  |  | NN16 0JA | 17/06/2024 | Used water from the brewing of beer. | Potbelly Brewery Limited | Unit 14/15 Hall Farm | Sywell Aerodrome | Sywell, Northampton | Northamptonshire |  | NN7 0BN | the foul sewer serving the brewery area | Sydney Street, Kettering | SP8756078730 | SP8755078790 | [54 empty] | 5000 | mg/l | [54 empty] | 1 | l/s | [48 empty] | 10 | pH | 6 | pH | [8 empty] | 50 | mg/l | [8 empty] | 1000 | mg/l | [16 empty] | 43 | °C | [8 empty] | 2 | m³/d
BROADHOLME STW | S01BEACONWKA | Direction | Live | No | TEDI-0012-2024 | Beacon Water Treatments Limited | Unit 4 Parsons Hall | 90 High Street | Irchester | Wellingborough | Northamptonshire | NN29 7AB | 17/06/2024 | Used waters generated during the preparation of water treatment products. | Beacon Water Treatments Limited | 63 Broad Green | Wellingborough | Northamptonshire |  |  | NN8 4LQ | the point of discharge to the foul sewer adjacent to the wash down area | the fields to the rear of Parsons Hall Industrial Estate, High Street, Irchester | SP9268066080 | SP9273066050 | [54 empty] | 1000 | mg/l | [54 empty] | 1 | l/s | [48 empty] | 10 | pH | 6 | pH | [18 empty] | 100 | mg/l | [16 empty] | 43 | °C | [8 empty] | 1 | m³/d
BROADHOLME STW | S01IDEAMANKA | Direction | Live | No | TEDI-0072-2024 | Ideal Manufacturing Limited | Atlas House | 28 Burton Road | Finedon | Wellingborough | Northamptonshire | NN9 5HX | 24/09/2024 | Treated used waters containing diluted detergents and inorganic alkalis from the manufacture of cleaning agents. | Ideal Manufacturing Limited | Atlas House | Burton Road | Finedon | Wellingborough | Northamptonshire | NN9 5HX | the outlet from the effluent treatment plant | the front of the site in Burton Road, Finedon | SP9206072420 | SP9196072400 | [54 empty] | 10000 | mg/l | [54 empty] | 1 | l/s | [36 empty] | 250 | mg/l | [10 empty] | 10 | pH | 6 | pH | [8 empty] | 250 | mg/l | [8 empty] | 1000 | mg/l | [8 empty] | 1000 | mg/l | [6 empty] | 43 | °C | [8 empty] | 10 | m³/d | [14 empty] | 2.5 | mg/l
BROADHOLME STW | S01STERLINKA | Direction | Live | No | TEDI-0085-2024 | Sterling Press Limited | Sterling House | Kettering Venture Park | Kettering | Northamptonshire |  | NN15 6XU | 24/09/2024 | Used water from printing and plate making wash down. | Sterling Press Limited | Kettering Venture Park | Kettering | Northamptonshire |  |  | NN15 6XU | the discharge from the plate wash | Kettering Venture Park | SP8793075920 | SP8804775727 | [54 empty] | 500 | mg/l | [54 empty] | 1 | l/s | [48 empty] | 10 | pH | 6 | pH | [18 empty] | 250 | mg/l | [16 empty] | 43 | °C | [8 empty] | 0.5 | m³/d
BROADHOLME STW | S01SATRATEKA | Direction | Live | No | TEDI-0086-2024 | Satra Technology Centre Limited | Wyndham Way | Telford Way | Kettering, Northamptonshire |  |  | NN16 8SD | 29/07/2024 | Used water from the test laboratory. | Satra Technology Centre Limited | Wyndham Way | Telford Way | Kettering, Northamptonshire |  |  | NN16 8SD | the foul sewer outlet, adjacent to laboratory test area | Wyndham Way, Kettering | SP8524097970 | SP8527679839 | [54 empty] | 1500 | mg/l | [54 empty] | 1 | l/s | [48 empty] | 11 | pH | 6 | pH | [18 empty] | 1000 | mg/l | [16 empty] | 43 | °C | [8 empty] | 8 | m³/d
BROADHOLME STW | S01STOVARTKA | Direction | Live | No | TEDI-0092-2024 | Stovart Limited | 8-10 Sanders Lodge Industrial Estate | Rushden | Northamptonshire |  |  | NN10 6BQ | 21/10/2024 | Used waters generated during the preparation processes prior to and during powder coating. | Stovart Limited | The Retreat | 406 Roding Lane South | Woodford Green | Essex, England |  | IG8 8EY | the small chamber at the front of the building | Sanders Lodge Industrial Estate, Northampton | SP9381267168 | SP9375167062 | [54 empty] | 1000 | mg/l | [54 empty] | 1 | l/s | [48 empty] | 10 | pH | 6 | pH | [8 empty] | 200 | mg/l | [8 empty] | 500 | mg/l | [16 empty] | 43 | °C | [8 empty] | 4 | m³/d
BROADHOLME STW | S01WARNEDWKA1 | Direction | Live | No | TEDI-0143-2024 | Warner's Distillery Limited | Unit 1M | Telford Way | Telford Way Industrial Estate | Kettering | Northamptonshire | NN16 8UN | 03/02/2025 | Used water consisting of spent lees and from the bottling of spirits. | Warner's Distillery Limited | The Distillery Falls Farm | Harrington | Northampton | Northamptonshire |  | NN6 9NU | the discharge tank located to the side of the roller shutter door | Telford Way, Kettering | SP8553479615 | SP8545979709 | [54 empty] | 60000 | mg/l | [16 empty] | 3 | mg/l | [36 empty] | 1 | l/s | [48 empty] | 10 | pH | 6 | pH | [18 empty] | 3000 | mg/l | [8 empty] | 1000 | mg/l | [6 empty] | 43 | °C | [8 empty] | 1 | m³/d
BROADHOLME STW | S01LAANDLAKA1 | Consent | Live | No | TECO-0214-2024 | Laundry & Latte | 20 High Street | Rushden | Northamptonshire |  |  | NN10 0PW | 15/10/2024 | Used water from the laundering of domestic items only. | Laundry & Latte | 20a High Street | Rushden | Northamptonshire |  |  | NN10 0PW | the washing machine drainage point | Coffee Tavern Lane | SP9578566673 | SP9578666671 | [54 empty] | 2000 | mg/l | [54 empty] | 1 | l/s | [48 empty] | 11 | pH | 6 | pH | [18 empty] | 1000 | mg/l | [16 empty] | 43 | °C | [8 empty] | 5 | m³/d
BROADHOLME STW | S01THINK3EKA1 | Consent | Live | No | TECO-0135-2024 | Think 3E Consortium Limited | 9-11 Links Road | Finedon Road Industrial Estate | Wellingborough | Northamptonshire |  | NN8 4EY | 30/07/2024 | Screened used water from the cleaning of waste receptacles (by a high pressure wash). | Think 3E Consortium Limited | Think 3E House | 15-21 Links Road | Finedon Road Industrial Estate | Wellingborough | Northamptonshire | NN8 4EY | from the receptacle washing area | Nielson Road | SP9022969845 | SP9011569917 | [54 empty] | 2000 | mg/l | [54 empty] | 1 | l/s | [48 empty] | 10 | pH | 6 | pH | [18 empty] | 1000 | mg/l | [16 empty] | 43 | °C | [8 empty] | 2.1 | m³/d
BROADHOLME STW | S01SCOTBADKA1 | Direction | Live | No | TEDI-0111-2024 | Scott Bader UK Limited | Wollaston Hall | Wollaston | Wellingborough | Northamptonshire |  | NN29 7RL | 09/12/2024 | Treated used water from the manufacture of i) organic polymers and ii) plasticizers. | Scott Bader UK Limited | Wollaston Hall | Wollaston | Wellingborough | Northamptonshire |  | NN29 7RL | a point after the treatment plant | York Road | SP9084663240 | SP9116463419 | [54 empty] | 3000 | mg/l | [54 empty] | 3.5 | l/s | [48 empty] | 10 | pH | 6 | pH | [18 empty] | 500 | mg/l | [8 empty] | 2000 | mg/l | [6 empty] | 43 | °C | [8 empty] | 180 | m³/d | [14 empty] | 4 | mg/l
BROADHOLME STW | S01WWOODLEKA | Direction | Live | No | TEDI-0181-2024 | Blenkinsop Leathers Limited | Newton Road | Higham Ferrers | Northamptonshire |  |  | NN10 8HW | 14/04/2025 | Used water consisting of spent tanning and dyeing liquors. | Blenkinsop Leathers Limited | Newton Road | Higham Ferrers | Northamptonshire |  |  | NN10 8HW | a point after the effluent treatment plant | Newton Road | SP9641068710 | SP9646068790 | [54 empty] | 10000 | mg/l | [12 empty] | 1.5 | mg/l | [40 empty] | 0.5 | l/s | [48 empty] | 10 | pH | 6 | pH | [18 empty] | 300 | mg/l | [8 empty] | 1000 | mg/l | [6 empty] | 43 | °C | [8 empty] | 20 | m³/d | [14 empty] | 1 | mg/l
BROADHOLME STW | S01BRIDGALKA1 | Consent | Live | No | TECO-0274-2024 | Bridge Aluminium Limited | 188 Station Road | Burton Latimer | Kettering | Northants |  | NN15 5JP | 19/12/2024 | Used waters from the following i) Foundry Cooling water recharge ii) Vibro-Deburring plant iii) Dye penetrant testing iv) powder plant reverse osmosis v) Discharge of paint plant tanks. | Bridge Aluminium Limited | 365 Fosse Way | Syston | Leicester | Leicestershire |  | LE7 1NL | the Pit in paint plant area | Station Road, Burton Latimer | SP8910075040 | SP8921074910 | [54 empty] | 7000 | mg/l | [16 empty] | 2 | mg/l | [36 empty] | 4.1 | l/s | [48 empty] | 10 | pH | 6 | pH | [18 empty] | 700 | mg/l | [16 empty] | 43 | °C | [8 empty] | 40 | m³/d | [14 empty] | 5 | mg/l
BROADHOLME STW | S01SHARPFSKA1 | Consent | Live | No | TECO-0290-2024 | Motor Fuel Limited | Sharman Road | Wellingborough | Northamptonshire |  |  | NN8 4GZ | 18/12/2024 | Used water, after passage via an interceptor, from the external washing of vehicles only. | Motor Fuel Limited | 10 Bricket Road | St Albans | Hertfordshire |  |  | AL1 3JX | the Manhole south of Jet wash | Sharman Road | SP8889667667 | SP8898067683 | [54 empty] | 2500 | mg/l | [54 empty] | 1 | l/s | [48 empty] | 11 | pH | 6 | pH | [18 empty] | 1000 | mg/l | [16 empty] | 43 | °C | [8 empty] | 2 | m³/d
BROADHOLME STW | S01ENTKEVWKA1 | Consent | Live | No | TECO-0294-2024 | Enterprise Rent-A-Car | Unit 3 | Bassemer Road | Kettering | Northamptonshire |  | NN14 1FJ | 19/12/2024 | Used water, after passage via an interceptor, from the external washing of vehicles only. | Enterprise Rent-A-Car UK Limited | Enterprise House | Vicarage Road | Egham | England |  | TW20 9FB | the wash bay drain | Bessamer Way | SP8509177521 | SP8502977585 | [54 empty] | 2500 | mg/l | [54 empty] | 0.2 | l/s | [48 empty] | 11 | pH | 6 | pH | [18 empty] | 1000 | mg/l | [16 empty] | 43 | °C | [8 empty] | 2 | m³/d
BROADHOLME STW | S01DAYGRPBKA1 | Direction | Live | No | TEDI-0007-2025 | Day Group Limited | IBA Plant | Don White Road | Finedon Industrial Estate | Wellingborough | Northamptonshire | NN8 4FT | 18/02/2025 | Settled used water from the run off from IBAA aggregate storage area. | Day Group Limited | Day Group House | Transport Avenue | Brentford | Middlesex |  | TW8 9HF | the overflow from settlement pit 2 | Don White Road | SP8982370659 | SP8984870595 | [54 empty] | 2000 | mg/l |  |  |  |  | 2000 | mg/l | [10 empty] | 3 | mg/l | [36 empty] | 5 | l/s | [36 empty] | 250 | mg/l | [10 empty] | 10 | pH | 6 | pH | [18 empty] | 1000 | mg/l | [8 empty] | 1000 | mg/l | [6 empty] | 43 | °C | [8 empty] | 30 | m³/d | [14 empty] | 5 | mg/l
BROADHOLME STW | S01CANONBRKA1 | Consent | Live | No | TECO-0268-2024 | Canon Medical Systems Ltd | Unit 4 | Knights Farm | Newton Road | Rushden | Northamptonshire | NN10 0SX | 31/12/2024 | Used water from the disinfection of used ultrasound probes. | Canon Medical Systems Ltd | Boundary Court | Gatwick Road | Crawley | West Sussex |  | RH10 9AX | the drain in Unit 4 | the manhole off of the A6 | SP9699466367 | SP9692566307 | [54 empty] | 1000 | mg/l | [54 empty] | 1 | l/s | [48 empty] | 10 | pH | 6 | pH | [18 empty] | 750 | mg/l | [16 empty] | 43 | °C | [8 empty] | 1 | m³/d
BROADHOLME STW | S01CUMMINSKA | Direction | Live | No | TEDI-0042-2025 | Cummins Limited | 40-44 Rutherford Drive | Park Farm industrial Estate | Wellingborough | Northamptonshire |  | NN8 6AN | 30/05/2025 | Treated used water from i) Steam cleaning and degreasing of engines ii) Engine testing iii) Electric parts cleaning iv)Workshop floor cleaning v)External washing of vehicles vi) Cooling tower sump contents. | Cummins Limited | 3rd Floor | 10 Eastbourne Terrace | Paddington | London |  | W2 6LG | a point after the effluent treatment plant and prior to discharge into the public foul sewer | Napier Close | SP8620068200 | SP8633067580 | [54 empty] | 1000 | mg/l | [54 empty] | 1 | l/s | [48 empty] | 10 | pH | 6 | pH | [18 empty] | 500 | mg/l | [16 empty] | 43 | °C | [8 empty] | 3 | m³/d
BROADHOLME STW | S01BUSHBOAKA | Direction | Live | No | TEDI-0043-2025 | Bushboard Limited | 9 - 29 Rixon Road | Wellingborough | Northamptonshire |  |  | NN8 4BA | 13/05/2025 | Used water from the washdown of water-based adhesives. | Bushboard Limited | 9 -29 Rixon Road | Wellingborough | Northamptonshire |  |  | NN8 4BA | the discharge point from the settlement pit located in the front car park prior to discharge into the public foul sewer | Rixon Road, Wellingborough | SP9030069400 | SP9030069400 | [54 empty] | 10000 | mg/l | [54 empty] | 1 | l/s | [48 empty] | 10 | pH | 6 | pH | [18 empty] | 2000 | mg/l | [16 empty] | 43 | °C | [8 empty] | 1 | m³/d
BROADHOLME STW | S01TEM0227KA1 | Consent | Live | No | TECO-0185-2025 | Winvic Construction Limited | Unit 3 | Symmetry Park | Pytchley | Kettering |  | NN14 1HA | 15/09/2025 | Used water from i) settled road sweeping ii) pH neutralised concrete washout only to be discharged during the period from the 18th September 2025 to the 17th March 2026 inclusive. | Winvic Construction Limited | Brampton House | 19 Tenter Road | Moulton Park | Northampton |  | NN3 6PZ | a point after pH neutralisation equipment | Symmetry Park | SP8835975300 | SP8822175077 | [54 empty] | 2000 | mg/l | [54 empty] | 2 | l/s | [48 empty] | 12 | pH | 6 | pH | [18 empty] | 1000 | mg/l | [16 empty] | 43 | °C | [8 empty] | 10 | m³/d
BROADHOLME STW | S01WBARKERKA | Direction | Live | No | TEDI-0146-2025 | Harmatan and Oakridge Leathers 2008 Ltd | Westfields Avenue | Higham Ferrers | Rushden | Northamptonshire |  | NN10 8AX | 06/02/2026 | Used water comprising spent tanning and dyeing liquors. | Harmatan and Oakridge Leathers 2008 Ltd | 2 Pavilion Court | 600 Pavilion Drive | Northampton | Northamptonshire |  | NN4 7SL | a point after the settlement pit, prior to discharging to the public foul sewer | Westfield Avenue | SP9577068180 | SP9578068160 | [54 empty] | 10000 | mg/l | [54 empty] | 1 | l/s | [36 empty] | 250 | mg/l | [10 empty] | 10 | pH | 6 | pH | [18 empty] | 1000 | mg/l | [8 empty] | 1000 | mg/l | [6 empty] | 43 | °C | [8 empty] | 5 | m³/d | [14 empty] | 3 | mg/l
BROADHOLME STW | S01BROA002KA1 | Consent | Live | No | TECO-0244-2025 | Mighty Splash Swim School Limited | Finedon Road | Finedon | Wellingborough | Northamptonshire |  | NN8 4BW | 03/02/2026 | Used water from the filter backwashing process and periodic drain-down of swimming pool contents. | Mighty Splash Swim School Limited | Unit 58 | 3 Edgar Buildings | Bath | Banes |  | BA1 2FJ | the Pool backwash system | Finedon Road | SP9093069724 | SP9084969689 | [54 empty] | 1000 | mg/l | [10 empty] | 5 | mg/l | [42 empty] | 10 | l/s | [48 empty] | 10 | pH | 6 | pH | [18 empty] | 1000 | mg/l | [16 empty] | 43 | °C | [8 empty] | 3 | m³/d
BROADHOLME STW | S01BROA000KA1 | Consent | Live | No | TECO-0198-2025 | Billington Foods Limited | 39-44 Davy Close | Park Farm Industrial Estate | Wellingborough |  |  | NN8 6XX | 18/11/2025 | Used water from cleaning of food preparation area and associated equipment used in the production of pies. | Billington Foods Limited | Cunard Building | Water Street | Liverpool | Merseyside |  | L3 1EL | the manhole adjacent to the autosampler | Davy Close | SP8624068640 | SP8628068690 | [54 empty] | 10500 | mg/l | [54 empty] | 1 | l/s | [36 empty] | 250 | mg/l | [10 empty] | 10 | pH | 6 | pH | [18 empty] | 3500 | mg/l | [16 empty] | 43 | °C | [8 empty] | 60 | m³/d | [14 empty] | 2 | mg/l
BROADHOLME STW | S01BROA001KA1 | Consent | Live | No | TECO-0215-2025 | Stagecoach Depot | Northampton Road | Kettering | Northamptonshire |  |  | NN15 7JU | 05/12/2025 | Used water, after passage via an interceptor, from the external washing of vehicles only. | Midland Red (South) Limited | One Stockport Exchange | 20 Railway Road | Stockport |  |  | SK1 3SW | the final interceptor chamber | Northampton Road | SP8650178302 | SP8653078295 | [54 empty] | 2500 | mg/l | [54 empty] | 2 | l/s | [48 empty] | 11 | pH | 6 | pH | [18 empty] | 1000 | mg/l | [16 empty] | 43 | °C | [8 empty] | 5 | m³/d
BROADHOLME STW | S01BROA003KA1 | Consent | Live | No | TECO-0257-2025 | Hiremech Limited | 12 Bradfield Way | Finedon Road Industrial Estate | Wellingborough | Northamptonshire |  | NN8 4HB | 09/01/2026 | Used water from the washing of plant and equipment having passed through an interceptor. | Hiremech Limited | Orbital 7 Orbital Way | Cannock | England |  |  | WS11 8XW | the Manhole in car park in line with washbay | Bradfield Road | SP8918770322 | SP8922470354 | [54 empty] | 2500 | mg/l | [54 empty] | 0.5 | l/s | [48 empty] | 11 | pH | 6 | pH | [18 empty] | 1000 | mg/l | [16 empty] | 43 | °C | [8 empty] | 3 | m³/d
BROADHOLME STW | S01GXOWASHKA1 | Consent | Live | No | TECO-0045-2026 | GXO Logistics UK Limited | 15 - 23 Claudius Way | Victoria Business Park | Wellingborough | Northamptonshire |  | NN8 2DH | 09/03/2026 | Used water arising from (i) the external washing of vehicles, including the jet washing of wheels, (ii) the occasional jet washing of trailers, (iii) the washing of food delivery and return waste food totes (iv) the jet washing of contaminated yard area (v) warehouse floor washing, after passage through an interceptor. | GXO Logistics UK Limited | Building 1 9 Haymarket Square | Edinburgh | Scotland |  |  | EH3 8RY | the manhole on Claudius way, prior to discharge to the public foul sewer | Claudius Way, Wellingborough | SP9066066760 | SP9062066770 | [54 empty] | 2500 | mg/l | [54 empty] | 1.5 | l/s | [48 empty] | 11 | pH | 6 | pH | [18 empty] | 1000 | mg/l | [16 empty] | 43 | °C | [8 empty] | 30 | m³/d
BROADHOLME STW | S01GXCOOLIKA1 | Consent | Live | No | TECO-0046-2026 | GXO Logistics UK Limited | 15 - 23 Claudius Way | Victoria Business Park | Wellingborough | Northamptonshire |  | NN8 2DH | 09/03/2026 | Used water comprising of condensate from a cooling tower. | GXO Logistics UK Limited | Building 1 9 Haymarket Square | Edinburgh | Scotland |  |  | EH3 8RY | the foul sewer adjacent to the Ammonia plant, prior to discharge to the public foul sewer | Claudius way, Wellingborough | SP9066666762 | SP9062366774 | [54 empty] | 2000 | mg/l | [54 empty] | 1 | l/s | [48 empty] | 10 | pH | 6 | pH | [18 empty] | 1000 | mg/l | [16 empty] | 43 | °C | [8 empty] | 15 | m³/d
BROADHOLME STW | S01BROA004KA1 | Consent | Live | No | TECO-0036-2026 | The Co-operative Group Limited | Wellingborough Distribution Centre | Rutherford Drive | Park Farm Industrial Estate | Wellingborough | Northamptonshire | NN8 6AR | 03/03/2026 | Used water, after passage via an interceptor, from the external washing of vehicles only. | The Co-operative Group Limited | 1 Angel Square | Manchester |  |  |  | M60 0AG | the Manhole S40 on drainage plan | Rutherford drive | SP8591767775 | SP8596067776 | [54 empty] | 2500 | mg/l | [54 empty] | 1.67 | l/s | [48 empty] | 11 | pH | 6 | pH | [18 empty] | 1000 | mg/l | [16 empty] | 43 | °C | [8 empty] | 3 | m³/d
BROUGHTON STW (NORTHANTS) | S01BROU000KA1 | Consent | Live | No | TECO-0075-2025 | Salvation Army Trading Company Limited | Unit 3A | Linthorpe Way | Cransley | Northamptonshire |  | NN14 1EZ | 23/05/2025 | Used water from the cooling of recycled polyester. | Salvation Army Trading Company Limited | 66-78 Denington Road | Denington Road Industrial Estate | Wellingborough | Northamptonshire |  | NN8 2QH | the pumping well located inside the factory unit | Bessemer Road | SP8493677635 | SP8492877592 | [54 empty] | 2000 | mg/l | [54 empty] | 1 | l/s | [48 empty] | 10 | pH | 6 | pH | [18 empty] | 1000 | mg/l | [16 empty] | 43 | °C | [8 empty] | 3 | m³/d
BUCKDEN STW | S01DRAYCOTKA1 | Direction | Live | No | TEDI-0050-2021 | Jonathan Draycott t/a Draycott Brewery | Low Farm | 30 Mill Road | Buckden | St Neots | Cambridgeshire | PE19 5SS | 26/04/2021 | Used waters arising from the washing and sterilising of brewing equipment. | Jonathan Draycott | Low Farm | 30 Mill Road | Buckden | St Neots | Cambridgeshire | PE19 5SS | the discharge pipe in the production area prior to discharging to the foul sewer | Mill Road, Buckden | TL1979067620 | TL1977067610 | [54 empty] | 2000 | mg/l | [54 empty] | 0.1 | l/s | [48 empty] | 10 | pH | 6 | pH | [18 empty] | 1000 | mg/l | [8 empty] | 1000 | mg/l | [6 empty] | 43 | °C | [8 empty] | 0.1 | m³/d
BUCKINGHAM STW | S013018204KA1 | Consent | Live | No | ACZ 25 | Yew Tree Motors Limited | Branbury Road | Finmere | Buckingham |  |  | MK18 4AN | 13/05/2014 | Used waters from the external washing of vehicles. | Yew Tree Motors Limited | Moreton House | 31 High Street | Buckinghamshire |  |  | MK18 1NU | at a point prior to the public foul sewer | at Mere Lane | SP6392932724 | SP6395232739 | [54 empty] | 2500 | mg/l | [54 empty] | 1 | l/s | [36 empty] | 250 | mg/l | [10 empty] | 11 | pH | 6 | pH | [18 empty] | 1000 | mg/l | [8 empty] | 1000 | mg/l | [6 empty] | 45 | °C | [8 empty] | 1 | m³/d
BUCKINGHAM STW | S01DELTACOKA | Direction | Live | No | ADX 19 | Sigma Composites Limited | 16 Top Angel | Buckingham Industrial Estate | Buckingham |  |  | MK18 1TH | 01/07/2012 | Wastewater arising from the washing of carbon composite components. | Sigma Composites Limited | Precision House | Derby Road Industrial Estate | Sandiacre | Nottingham |  | NG10 5HU | at a point prior to discharging into the public foul sewer | at Middle Slade, Buckingham | SP6988032590 | SP6982032540 | [54 empty] | 100 | mg/l | [54 empty] | 1 | l/s | [36 empty] | 50 | mg/l | [10 empty] | 10 | pH | 6 | pH | [18 empty] | 100 | mg/l | [8 empty] | 1000 | mg/l | [6 empty] | 45 | °C | [8 empty] | 0.01 | m³/d
BUCKINGHAM STW | S01TESCOSTKA | Direction | Live | No | ADZ 687 | Tesco Petrol Filling Station | London Road | Buckingham |  |  |  | MK18 1AB | 01/09/2016 | Used waters from the external washing of vehicles only. | Tesco Stores Limited | Tesco House, Shire Park | Kestrel Way | Welwyn Garden City | Hertfordshire |  | AL7 1GA | at NGR SP70003278 | at London Road, Buckingham | SP7000032780 | SP7000032780 | [54 empty] | 2500 | mg/l | [54 empty] | 2 | l/s | [48 empty] | 11 | pH | 6 | pH | [18 empty] | 1000 | mg/l | [16 empty] | 45 | °C | [8 empty] | 20 | m³/d
BUCKINGHAM STW | S013018108KA1 | Direction | Live | No | ADT 257 | The Service Station | Stratford Road | Buckingham | Buckinghamshire |  |  | MK18 1NY | 01/12/2008 | Wastewaters arising from the external washing of vehicles after passage through an interceptor | The Occupier | The Service Station | Stratford Road | Buckingham | Buckinghamshire |  | M18 1NY | at a point after the interceptor and prior to discharging to th epublic foul sewer | Stratford Road, Buckingham | SP6991034280 | SP6991034260 | [54 empty] | 2000 | mg/l | [54 empty] | 2 | m³/hr | [36 empty] | 250 | mg/l | [10 empty] | 11 | pH | 6 | pH | [18 empty] | 1000 | mg/l | [8 empty] | 1000 | mg/l | [6 empty] | 45 | °C | [8 empty] | 8 | m³/d
BUCKINGHAM STW | S013018015KA1 | Direction | Live | No | ADV 188 | Mount Pleasant Service Station | London Road | Buckingham |  |  |  | MK18 1SH | 01/11/2010 | Wastewater from an automatic car wash. | Total UK Limited | 40 Clarendon Road | Watford | Hertfordshire |  |  | WD17 1TQ | at a point prior to discharge to the public foul sewer | at London Road, Watford | SP7021028680 | SP7009033120 | [54 empty] | 2000 | mg/l | [54 empty] | 1 | m³/hr | [36 empty] | 250 | mg/l | [10 empty] | 11 | pH | 6 | pH | [18 empty] | 1000 | mg/l | [8 empty] | 1000 | mg/l | 5 | mg/l |  |  |  |  | 45 | °C | [8 empty] | 5 | m³/d
BUCKINGHAM STW | S013018D01KA1 | Direction | Live | No | ADT 273 | Cains Autoclean | No 4 Homeground | Buckingham Industrial Estate | Buckingham | Buckinghamshire |  | MK18 1UH | 01/01/2009 | Wastewaters arising from the external washing of vehicles | Mr Darin Cain | Cains Autoclean | No. 4 Homeground | Buckingham Industrial Estate | Buckingham | Buckinghamshire | MK18 1UH | at a point prior to discharging to the public foul sewer | A421 opposite Buckingham Industrial Estate | SP7004032550 | SP6984032810 | [54 empty] | 2000 | mg/l | [54 empty] | 0.1 | l/s | [36 empty] | 250 | mg/l | [10 empty] | 11 | pH | 6 | pH | [18 empty] | 1000 | mg/l | [8 empty] | 1000 | mg/l | [6 empty] | 45 | °C | [8 empty] | 1 | m³/d
BUCKINGHAM STW | S013018113KA1 | Direction | Live | No | ADX 118 | Skim Milk Supplies Limited | Greenhaven | Gawcott | Buckinghamshire |  |  | MK18 4HX | 16/07/2012 | Wastewater from the washing of vehicles using a jet wash. | Skim Milk Supplies Limited | Greenhaven | Gawcott | Buckinghamshire |  |  | MK18 4HX | at a point prior to discharge into the public sewer | at Main Street, Gawcott | SP6785032000 | SP6786031850 | [54 empty] | 2500 | mg/l | [54 empty] | 0.5 | m³/hr | [36 empty] | 250 | mg/l | [10 empty] | 11 | pH | 6 | pH | [18 empty] | 1000 | mg/l | [8 empty] | 1000 | mg/l | 5 | mg/l |  |  |  |  | 45 | °C | [8 empty] | 1 | m³/d
BUCKINGHAM STW | S013018D02KA1 | Direction | Live | No | ADZ 804 | Stratford Tools Limited | 1 Top Angel | Buckingham Industrial Estate | Buckingham |  |  | MK18 1TH | 01/12/2016 | Used waters generated during iron phosphating of metal components. | Stratford Tools Limited | 1 Top Angel | Buckingham Industrial Estate | Buckingham |  |  | MK18 1TH | at a point on the foul drain from the iron phosphating line | at the combined sewer on the A421 | SP6973032500 | SP6965032490 | [54 empty] | 100 | mg/l | [54 empty] | 1 | l/s | [48 empty] | 10 | pH | 6 | pH | [8 empty] | 300 | mg/l | [8 empty] | 100 | mg/l | [16 empty] | 45 | °C | [8 empty] | 10 | m³/d
BUCKINGHAM STW | S013018110KA1 | Direction | Live | No | ADT 407 | The University of Buckingham | Clore Laboratory | Hunter Street | Buckingham | Buckinghamshire |  | MK18 1EG | 01/06/2009 | Wastewaters arising from teaching and research laboratory | The University of Buckingham | Hunter Street | Buckingham | Buckinghamshire |  |  | MK18 1EG | at a point within the Clore laboratory prior to discharging to the public foul sewer | in Hunter Street, Buckingham | SP6938033540 | SP6932033540 | [54 empty] | 500 | mg/l | [54 empty] | 1 | m³/hr | [36 empty] | 250 | mg/l | [10 empty] | 10 | pH | 6 | pH | [18 empty] | 500 | mg/l | [8 empty] | 1000 | mg/l | [6 empty] | 45 | °C | [8 empty] | 5 | m³/d
BUCKINGHAM STW | S013018D09KA1 | Consent | Live | No | TECO-0031-2024 | Buckingham Household Recycling Centre (HRC) | Yonder Slade | Buckingham | Buckinghamshire |  |  | MK18 1RZ | 04/03/2024 | Contaminated surface water runoff from a waste recycling centre, following passage through a separator. | Buckinghamshire Council | Strategic Waste Management and Enforcement, Floor 10 | Buckinghamshire Council | Walton Street | Aylesbury | Buckinghamshire | HP20 1UA | the point after separation, prior to discharge to the public foul sewer | Balmer Cut, Buckingham, MH 0600 | SP7001532611 | SP7002932619 | [54 empty] | 1000 | mg/l | [54 empty] | 2 | l/s | [48 empty] | 10 | pH | 6 | pH | [18 empty] | 1000 | mg/l | [16 empty] | 43 | °C | [8 empty] | 37 | m³/d
BUCKINGHAM STW | S013018D10KA1 | Consent | Live | No | TECO-0182-2024 | Wipac Technology Ltd | London Road | Buckingham |  |  |  | MK18 1BH | 19/09/2024 | Used waters arising from the cooling of the injection mould machine via a closed loop system, after passage through a water softener. | Wipac Technology Ltd | London Road | Buckingham |  |  |  | MK18 1BH | the Manhole in car park | London Road, Buckingham, MH1900 | SP7023232660 | SP7018132904 | [54 empty] | 2000 | mg/l | [54 empty] | 0.3 | l/s | [48 empty] | 10 | pH | 6 | pH | [18 empty] | 1000 | mg/l | [16 empty] | 43 | °C | [8 empty] | 0.35 | m³/d
BUCKINGHAM STW | S013018D12KA1 | Consent | Live | No | TECO-0104-2025 | EG On The Move Limited T/A EG Finmere | Blenheim Street | Buckingham, Buckinghamshire |  |  |  | MK18 4FH | 23/05/2025 | Used water, after passage via an interceptor, from the external washing of vehicles only. | EG On The Move Limited | Waterside Head Office, Haslingden Road | Guide, Blackburn, | Lancashire | England |  | BB1 2FA | the vehicle wash bay, prior to discharge to the public foul sewer | Mere Road, Buckinghamshire, MH 0702 | SP6398232386 | SP6403032700 | [54 empty] | 2500 | mg/l | [54 empty] | 0.255 | l/s | [48 empty] | 11 | pH | 6 | pH | [18 empty] | 1000 | mg/l | [16 empty] | 43 | °C | [8 empty] | 0.6 | m³/d
BUCKINGHAM STW | S013018D14KA1 | Consent | Live | No | TECO-0115-2025 | Swan Pool Leisure Centre | London Road, Buckingham | Buckinghamshire |  |  |  | MK18 1AE | 04/07/2025 | Used water from the filter backwashing process and periodic drain-down of swimming pool contents. | Serco Leisure Operating Limited | Serco House, 16 Bartley Wood Business Park | Bartley Way, Hook | Hampshire |  |  | RG27 9UY | the point after the swimming pool filtration system, prior to discharge into the public foul sewer | London Road, Buckingham, MH 0001 | SP6991033300 | SP7010033140 | [54 empty] | 1000 | mg/l | [10 empty] | 5 | mg/l | [42 empty] | 2 | l/s | [48 empty] | 10 | pH | 6 | pH | [18 empty] | 1000 | mg/l | [16 empty] | 43 | °C | [8 empty] | 10 | m³/d
BUCKINGHAM STW | S013018D13KA1 | Consent | Live | No | TECO-0120-2025 | Hand Car Wash - Tesco Car Park | Tesco Store | Buckingham, London Road | Buckinghamshire |  |  | MK18 1AB | 11/06/2025 | Used water, after passage via an interceptor, from the external washing of vehicles only. | Ex Valeting Services Limited | 17 Eleanor Row | Northampton, | England |  |  | NN5 4GP | the wash bay, prior to discharge to the public foul sewer | London Road, Buckingham, MH 1900 | SP7006732755 | SP7018332905 | [54 empty] | 2500 | mg/l | [54 empty] | 0.5 | l/s | [48 empty] | 11 | pH | 6 | pH | [18 empty] | 1000 | mg/l | [16 empty] | 43 | °C | [8 empty] | 5 | m³/d
BUCKINGHAM STW | S013018D15KA1 | Consent | Live | No | TECO-0028-2026 | Puratos Limited | Buckingham Industrial Park | Middleslade, Buckinghamshire |  |  |  | MK18 1XT | 13/02/2026 | Used waters arising from (i) the manufacture of fruit fillings, caramels and sourdough products and (ii) the associated cleaning of plant and production vessels and containers. | Puratos Limited | Buckingham Industrial Park | Middleslade, Buckinghamshire |  |  |  | MK18 1XT | a point after treatment, prior to discharge to the public foul sewer | Great Slade, Buckingham, MH 8704 | SP6973632618 | SP6982932716 | [54 empty] | 4000 | mg/l | [54 empty] | 0.42 | l/s | [48 empty] | 10 | pH | 6 | pH | [18 empty] | 1500 | mg/l | [16 empty] | 43 | °C | [8 empty] | 37 | m³/d
BUNGAY STW | S01BUNSWIMKA | Direction | Live | No | ADY 11 | Bungay Pool & Gym | St. Johns Hill | Bungay | Suffolk |  |  | NR35 1PH | 01/07/2013 | Wastewater from the filter backwashing process & periodic drain-down of swimming pool contents. | Sentinel Leisure Trust | Water Lane Leisure Centre | Water Lane | Lowestoft | Suffolk |  | NR32 1NH | at a point within the premises and prior to discharge into the public foul sewer | at St. Johns Hill, Bungay | TM3452088600 | TM3448088760 | [54 empty] | 1000 | mg/l | [10 empty] | 5 | mg/l | [42 empty] | 5 | m³/hr | [36 empty] | 250 | mg/l | [10 empty] | 10 | pH | 6 | pH | [18 empty] | 1000 | mg/l | [8 empty] | 1000 | mg/l | [6 empty] | 45 | °C | [8 empty] | 20 | m³/d
BUNGAY STW | S01BUNGLAUKA0 | Direction | Live | No | ADU 08 | Clean & Dry Launderette | 1 Earsham Street | Bungay | Suffolk |  |  | NR35 1AE | 01/07/2009 | Wastewater from the laundering of domestic items only. | Mr E A M Judd T/A Clean & Dry Launderette | Oakdene | Shotesham Road | Woodton | Bungay | Suffolk | NR35 2NE | at a point within the premises | at Earsham Street, Bungay | TM3360089800 | TM3360089800 | [54 empty] | 2000 | mg/l | [54 empty] | 1 | m³/hr | [36 empty] | 100 | mg/l | [10 empty] | 11 | pH | 6 | pH | [18 empty] | 500 | mg/l | [8 empty] | 1000 | mg/l | [6 empty] | 45 | °C | [8 empty] | 9 | m³/d
BUNGAY STW | S01BUNCOOPKA1 | Consent | Live | No | TECO-0250-2021 | Bungay Co-op Petrol Filling Station | Hillside Road East | Bungay | Suffolk |  |  | NR35 1JU | 11/01/2022 | Used water, after passage via an interceptor, from the external washing of vehicles only. | Central England Cooperative Ltd | Central House | Hermes Road | Lichfield | Staffordshire |  | WS13 6RH | a point after the interceptor and prior to connection to the public foul sewer | the junction of Hillside Road East and the Co-operative site access road | TM3454689178 | TM3454689175 | [54 empty] | 2500 | mg/l | [54 empty] | 1 | l/s | [48 empty] | 11 | pH | 6 | pH | [18 empty] | 1000 | mg/l | [16 empty] | 43 | °C | [8 empty] | 6 | m³/d
BUNGAY STW | S01BUNBREWKA1 | Direction | Live | No | TEDI-0023-2023 | Green Dragon Brewery | 29 Broad Street | Bungay | Suffolk |  |  | NR35 1EF | 24/05/2023 | Used waters from the cleaning of equipment, vessels and casks used for the brewing and storage of beer. | Robert Pickard & James Pickard T/A Green Dragon Brewery | 29 Broad Street | Bungay | Suffolk |  |  | NR35 1EF | the manhole near the entrance to the brew house in the pub courtyard, prior to discharge into the public foul sewer | Broad Street, Bungay | TM3346289978 | TM3347689990 | [54 empty] | 20000 | mg/l | [54 empty] | 1 | l/s | [48 empty] | 10 | pH | 6 | pH | [18 empty] | 2000 | mg/l | [16 empty] | 43 | °C | [8 empty] | 1 | m³/d | [14 empty] | 5 | mg/l
BUNGAY STW | S01BUNCLAYKA1 | Direction | Live | No | TEDI-0108-2024 | Clays Limited | Clays Printing Works, Popson Street | Bungay, Suffolk |  |  |  | NR35 1ED | 17/11/2024 | Water arising from boiler blowdown and water softener rinses. | Clays Limited | Clays Printing Works, Popson Street | Bungay, Suffolk |  |  |  | NR35 1ED | a point within the premises and prior to discharge into the public foul sewer | Broad Street, Bungay | TM3336090090 | TM3336090090 | [54 empty] | 2000 | mg/l |  |  |  |  | 1000 | mg/l | [48 empty] | 0.85 | l/s | [48 empty] | 12.5 | pH | 6 | pH | [18 empty] | 1000 | mg/l | [16 empty] | 43 | °C | [8 empty] | 10 | m³/d
BURNHAM ON CROUCH STW | S01SONICRAKA | Direction | Live | No | ADZ 716 | Sonic Rail Services Limited | Unit 15 | Springfield Industrial Estate | Springfield Road, Burnham-on-Crouch |  |  | CM0 8UA | 01/10/2016 | Used water from cleaning and associated maintenance of vehicles and mechanical plant. | Sonic Rail Services Limited | Unit 15 | Springfield Industrial Estate | Springfield Road, Burnham-on-Crouch |  | Essex | CM0 8UA | at the manhole chamber at the main building entrance | at Springfield Road, Burnham-on-Crouch | TQ9420096370 | TQ9420096370 | [54 empty] | 2500 | mg/l | [54 empty] | 0.2 | l/s | [48 empty] | 11 | pH | 6 | pH | [18 empty] | 1000 | mg/l | [16 empty] | 45 | °C | [8 empty] | 2 | m³/d
BURNHAM ON CROUCH STW | S01BUHHGPCKA | Consent | Live | No | TECO-0042-2026 | H.G. Gladwell & Sons Limited | Unit 1 (Huttons) | Burnham Business Park | Springfield Road | Burnham On Crouch | Essex | CM0 8TE | 18/03/2026 | Used waters arising from the pressure cooking of seeds within sealed jars. | H.G. Gladwell & Sons Limited | Copdock Mill | Copdock | Ipswich | Suffolk |  | IP8 3LA | the pressure cooker discharge sump | the Burnham Business Park access road to the north of the building | TQ9415396545 | TQ9412596545 | [54 empty] | 2000 | mg/l | [54 empty] | 2.5 | l/s | [48 empty] | 10 | pH | 6 | pH | [18 empty] | 1000 | mg/l | [16 empty] | 43 | °C | [8 empty] | 10 | m³/d
BURWELL STW | S01BURWMVWKA | Direction | Live | No | TEDI-0242-2023 | Manchetts Rescue & Recovery | Broads Road | Burwell | Cambridgeshire |  |  | CB5 0BQ | 29/02/2024 | Used water from the external steam cleaning of vehicles. | Manchetts (Burwell) Limited | Ness Road Garage | Ness Road, Burwell | Cambridgeshire |  |  | CB5 0AA | the last interceptor chamber on site | the public sewer running through the site to the recycling centre next door | TL5911068710 | TL5911068710 | [54 empty] | 2500 | mg/l | [54 empty] | 0.3 | l/s | [48 empty] | 11 | pH | 6 | pH | [18 empty] | 1000 | mg/l | [16 empty] | 43 | °C | [8 empty] | 1.5 | m³/d
CAISTER - PUMP LANE STW | S01SSHOREPKA0 | Consent | Live | No | ACY 106 | Haven Leisure - Seashore Holiday Park | North Denes | Great Yarmouth | Norfolk |  |  | NR30 4HG | 12/12/2013 | Used water from the backwashing of swimming pool filters and periodic drain-down of swimming pool contents. | Bourne Leisure Limited | 1 Park Lane | Hemel Hempstead | Hertfordshire |  |  | HP2 4YL | at the manhole in the sunlounger area at the northern part of the outdoor splash area | at manhole No. 9902 in the grounds of Anglian Water pumping station ref: GYNDSP | TG5299810812 | TG5295409902 | [54 empty] | 1000 | mg/l | [10 empty] | 5 | mg/l | [42 empty] | 5 | l/s | [36 empty] | 250 | mg/l | [10 empty] | 10 | pH | 6 | pH | [18 empty] | 1000 | mg/l | [8 empty] | 1000 | mg/l | [6 empty] | 45 | °C | [8 empty] | 35 | m³/d
CAISTER - PUMP LANE STW | S01VAUXHALKA0 | Consent | Live | No | ACZ 507 | Vauxhall Holiday Park Ltd | Acle New Road | Great Yarmouth | Norfolk |  |  | NR30 1TB | 15/06/2016 | Used waters from the filter back-washing process & periodic drain-down of swimming pool contents. | Vauxhall Holiday Park Limited | Beacon House | 113 Kingsway | London |  |  | WC2B 6PP | at a manhole in the maintenance yard prior to connection to the foul sewer | at North River Road | TG5185208845 | TG5201808827 | [54 empty] | 1000 | mg/l | [10 empty] | 5 | mg/l | [42 empty] | 2.6 | l/s | [48 empty] | 10 | pH | 6 | pH | [18 empty] | 1000 | mg/l | [16 empty] | 45 | °C | [8 empty] | 35.4 | m³/d
CAISTER - PUMP LANE STW | S01CDRYLDYKA0 | Consent | Live | No | ACT 85 | Clean & Dry Unit | Unit 15 | Riverside Industrial Centre | Bells Marsh Road | Gorleston, Great Yarmouth | Norfolk | NR31 6PU | 26/09/2008 | Wastewater from the laundering of clothing, linen and other articles. | Clean & Dry Services Limited | 70 Lowestoft Road | Gorleston | Great Yarmouth | Norfolk |  | NR31 6NA | at the manhole cover just outside of the front door of the premises | at a point between manholes No. 8106 and No. 8107 in Bells Marsh Road, Gorleston | TG5289004180 | TG5285004180 | [54 empty] | 7000 | mg/l | [54 empty] | 2 | l/s | [36 empty] | 250 | mg/l | [10 empty] | 11 | pH | 6 | pH | [18 empty] | 1500 | mg/l | [8 empty] | 1000 | mg/l | [6 empty] | 45 | °C | [8 empty] | 20 | m³/d
CAISTER - PUMP LANE STW | S01MALORMEKA0 | Consent | Live | No | ACZ 555 | Petrol Service Station | 1 Yarmouth Road | Ormesby | Great Yarmouth |  |  | NR29 3QB | 05/09/2016 | Used water after passage via an interceptor, from the external washing of vehicles only. | Malthurst Limited | Vincent House | 4 Grove Lane | Epping | Essex |  | CM16 4LH | at a point after the interceptor, prior to discharge to the public foul sewer | at North Road, Ormesby | TG4960214756 | TG4959414752 | [54 empty] | 2500 | mg/l | [54 empty] | 0.8 | l/s | [48 empty] | 11 | pH | 6 | pH | [18 empty] | 1000 | mg/l | [16 empty] | 45 | °C | [8 empty] | 1.7 | m³/d
CAISTER - PUMP LANE STW | S01SURVLGYKA0 | Consent | Live | No | ACZ 229 | Survival Systems International (UK) Ltd | Viking Road | Gapton Hall Industrial Estate | Great Yarmouth |  |  | NR31 0NU | 16/03/2015 | Used water after passage through a single stage interceptor from the washing of tools and equipment, used in the oil and gas industry plus the external washing of vehicles. | Survival Systems International (UK) Limited | One Fleet Place | London |  |  |  | EC4M 7WS | at the manhole adjacent to the interceptor | at manhole ref 8801 on site, adjacent to interceptor | TG5079705870 | TG5080105871 | [54 empty] | 2500 | mg/l | [54 empty] | 0.2 | l/s | [48 empty] | 11 | pH | 6 | pH | [18 empty] | 1000 | mg/l | [8 empty] | 1000 | mg/l | [6 empty] | 45 | °C | [8 empty] | 0.1 | m³/d
CAISTER - PUMP LANE STW | S01SPEEDYGKA0 | Consent | Live | No | ACY 73 | Speedy Asset Services Limited | Bessemer Way | Harfreys Industrial Estate | Great Yarmouth | Norfolk |  | NR31 0LX | 06/08/2013 | Used water arising from the cleaning of hire equipment & service vehicles, after passage through a single stage & 3 stage oil interceptor. | Speedy Asset Services Limited | Chase House | 16 The Parks | Newton Le Willows | Merseyside |  | WA12 0JQ | from the sampling manhole receiving the pumped discharge from treated washdown effluent | between manholes 5901 & 5902 in Bessemer Way, Gt. Yarmouth | TG5150005880 | TG5157005900 | [54 empty] | 2500 | mg/l | [54 empty] | 0.5 | m³/hr | [36 empty] | 250 | mg/l | [10 empty] | 11 | pH | 6 | pH | [18 empty] | 1000 | mg/l | [8 empty] | 1000 | mg/l | [6 empty] | 45 | °C | [8 empty] | 2 | m³/d
CAISTER - PUMP LANE STW | S01PANALPNKA0 | Consent | Live | No | ACU 176 | Panalpina World Transport Ltd | Grampian House | Hewett Road | Great Yarmouth |  |  | NR31 0NN | 06/01/2010 | Wastewater from the external washing of vehicles only, after passage through a two stage interceptor. | Panalpina World Transport Limited | Panalpina House | Great South West Road | Feltham | Middlesex |  | TW14 8NU | at the manhole in the yard, prior to discharging to the public foul sewer | at Hewett Road, Great Yarmouth | TG5100005630 | TG5099005620 | [54 empty] | 2000 | mg/l | [54 empty] | 0.2 | l/s | [36 empty] | 250 | mg/l | [10 empty] | 11 | pH | 6 | pH | [18 empty] | 1000 | mg/l | [8 empty] | 1000 | mg/l | [6 empty] | 45 | °C | [8 empty] | 0.1 | m³/d
CAISTER - PUMP LANE STW | S01CASGHCWKA0 | Consent | Live | No | ACZ 613 | Gorleston Hand Carwash Limited | 129 Suffolk Road | Gorleston | Norfolk |  |  | NR31 0PY | 12/12/2016 | Used water from the external washing of vehicles. | Gorleston Hand Car Wash Ltd | Gorleston HCW | Suffolk Road | Gorleston on Sea | Noffolk |  | NR31 0PY | at a point on premises after the grit trap | at Suffolk Road | TG5229805227 | TG5229705248 | [54 empty] | 2500 | mg/l | [54 empty] | 0.5 | l/s | [48 empty] | 11 | pH | 6 | pH | [18 empty] | 1000 | mg/l | [16 empty] | 45 | °C | [8 empty] | 1 | m³/d
CAISTER - PUMP LANE STW | S01CAIGAPTKA0 | Consent | Live | No | ACZ 669 | Gapton Hand Car Wash | Gapton Hall Road | Great Yarmouth |  |  |  | NR31 0NN | 14/07/2017 | Used water from the external cleaning of vehicles. | Gapton HCW Ltd | Gapton Hall Industrial Estate | Hewett Road | Great Yarmouth |  |  | NR31 0NN | at a point on the premises | at Hewett Road | TG5090305574 | TG5095505655 | [54 empty] | 2500 | mg/l | [54 empty] | 0.2 | l/s | [48 empty] | 11 | pH | 6 | pH | [18 empty] | 1000 | mg/l | [16 empty] | 45 | °C | [8 empty] | 5 | m³/d
CAISTER - PUMP LANE STW | S01JUBILEEKA0 | Direction | Live | No | ADV 269 | Jubilee Service Station | Caister Road | Great Yarmouth | Norfolk |  |  | NR30 4DL | 01/01/2011 | Wastewater from the external hand washing of vehicles, after passage through a silt trap interceptor | AJA UK Limited | 222A Burlington Road | New Malden | Surrey |  |  | KT3 4NW | at a point on the premises prior to discharging to the public foul sewer | at Caister Road, Great Yarmouth | TG5230009700 | TG5237009705 | [54 empty] | 2500 | mg/l | [54 empty] | 1 | m³/hr | [36 empty] | 250 | mg/l | [10 empty] | 11 | pH | 6 | pH | [18 empty] | 1000 | mg/l | [8 empty] | 1000 | mg/l | [6 empty] | 45 | °C | [8 empty] | 5 | m³/d
CAISTER - PUMP LANE STW | S01CISEUROKA0 | Direction | Live | No | ADZ 400 | Claxton Engineering Services Limited | North River Road | Eurocentre | Great Yarmouth |  |  | NR30 1TE | 30/07/2015 | Used water, after passage via an interceptor, from the pressure testing and washing of tools and equipment used in the oil and gas industry. | Claxton Engineering Services Limited | Ferryside | Ferry Road | Norwich, Norfolk |  |  | NR1 1SW | at the outlet of the interceptor located by the main shutter door entrance to the workshop | at a point between manhole 0901 and the AW pumping station in North River Road | TG5195009090 | TG5201008980 | [54 empty] | 7000 | mg/l | [54 empty] | 1 | l/s | [10 empty] | 3 | mg/l | [24 empty] | 250 | mg/l | [10 empty] | 10 | pH | 6 | pH | [18 empty] | 1000 | mg/l | [16 empty] | 45 | °C | [8 empty] | 0.25 | m³/d | [14 empty] | 5 | mg/l
CAISTER - PUMP LANE STW | S01BLUELIMKA | Direction | Live | No | ADX 434 | Bluelimit Surveys Limited | Unit 6 | Riverside Road | Gorleston on Sea | Norfolk |  | NR31 6PU | 01/03/2013 | Wastewaters generated during photographic processing | Bluelimit Surveys Limited | Unit 6 | Riverside Road | Gorleston on Sea | Norfolk |  | NR31 6PU | Wastewaters from the wash tank in the automatic film processor | at Bells Marsh Road, Gorleston, between manholes 8201 & 8202 | TG5289004270 | TG5285004290 | [54 empty] | 3000 | mg/l | [54 empty] | 1 | l/s | [36 empty] | 250 | mg/l | [10 empty] | 10 | pH | 6 | pH | [14 empty] | 2 | mg/l |  |  | 1000 | mg/l | [8 empty] | 1000 | mg/l | [6 empty] | 45 | °C | [8 empty] | 1 | m³/d
CAISTER - PUMP LANE STW | S01ARTJARYKA2 | Direction | Live | No | ADU 556 | Arthur Jary & Sons Ltd | 214 Northgate Street | Great Yarmouth | Norfolk |  |  | NR30 1DH | 01/04/2010 | Wastewater from the external washing of vehicles only. | Arthur Jary & Sons Limited | 214 Northgate Street | Great Yarmouth | Norfolk |  |  | NR30 1DH | at the drain in the yard, prior to discharging to the public foul sewer. | at Frederick Road, Great Yarmouth | TG5246008280 | TG5246008280 | [54 empty] | 2000 | mg/l | [54 empty] | 1 | l/s | [36 empty] | 250 | mg/l | [10 empty] | 11 | pH | 6 | pH | [18 empty] | 1000 | mg/l | [8 empty] | 1000 | mg/l | [6 empty] | 45 | °C | [8 empty] | 0.2 | m³/d
CAISTER - PUMP LANE STW | S01SCANTGYKA0 | Consent | Live | No | ACZ 204 | Scantech Offshore Ltd | Scantech House, | Morton Peto Road, Great Yarmouth |  |  |  | NR31 0LT | 21/01/2015 | Used water after a single stage interceptor from washing of equipment used in the oil & gas industry, & the external washing of vehicles. | Scantech Offshore Limited | Fisher House | PO Box 4, Barrow-in-Furness, Cumbria |  |  |  | LA14 1HR | at next manhole after interceptor | at manhole 6701, in Morton Peto Road | TG5163605700 | TG5163605717 | [54 empty] | 2500 | mg/l | [54 empty] | 0.3 | l/s | [48 empty] | 11 | pH | 6 | pH | [18 empty] | 1000 | mg/l | [8 empty] | 1000 | mg/l | [6 empty] | 45 | °C | [8 empty] | 0.8 | m³/d | [14 empty] | 5 | mg/l
CAISTER - PUMP LANE STW | S01PHOENIXKA1 | Direction | Live | No | ADZ 119 | Great Yarmouth Sport & Leisure Trust | Phoenix Pool | Mallard Way, Bradwell, Great Yarmouth |  |  |  | NR31 8JU | 01/11/2014 | Used water from the filter backwashing process and periodic drain-down of pool contents. | Great Yarmouth Sport & Leisure Trust | Marina Centre | Marine Parade | Great Yarmouth | Norfolk |  | NR30 2ER | at a point prior to discharging to the public foul sewer | at Widgeon Close (manhole No. 1602) | TG5111004695 | TG5113004668 | [54 empty] | 1000 | mg/l | [10 empty] | 5 | mg/l | [42 empty] | 3 | l/s | [36 empty] | 250 | mg/l | [10 empty] | 10 | pH | 6 | pH | [18 empty] | 1000 | mg/l | [8 empty] | 1000 | mg/l | [6 empty] | 45 | °C | [8 empty] | 10 | m³/d
CAISTER - PUMP LANE STW | S01YARESHPKA | Direction | Live | No | ADZ 128 | G W Fields & Sons (Great Yarmouth) Limited | Yare Shipping Stores | Hewett Road, Gapton Hall Ind Estate | Great Yarmouth |  |  | NR31 0NN | 01/02/2015 | Used water comprising the following only: 1 - Effluent from the internal washing of prefabricated plastic-lined steel containers which have contained edible foodstuffs, and 2 - Effluent from the external washing of vehicles. | G W Fields & Sons (Great Yarmouth) Limited | Yare Shipping Stores | Hewett Road | Gapton Hall Industrial Estate | Great Yarmouth, Norfolk |  | NR31 0NN | at the manhole at the rear of the premises prior to discharging into the public foul sewer | at Vanguard Road, Gapton Hall Industrial Estate, Great Yarmouth | TG5090005750 | TG5092005750 | [54 empty] | 3000 | mg/l | [54 empty] | 3 | l/s | [48 empty] | 10 | pH | 6 | pH | [18 empty] | 1000 | mg/l | [8 empty] | 1000 | mg/l | [6 empty] | 45 | °C | [8 empty] | 10 | m³/d | [14 empty] | 5 | mg/l
CAISTER - PUMP LANE STW | S01JEWGYARKA0 | Consent | Live | No | ACZ 319 | Jewson Ltd | Boundary Road | Great Yarmouth | Norfolk |  |  | NR31 0JY | 10/07/2015 | Used waters, after passage via an interceptor, arising from the external washing of vehicles and plant hire equipment. | Jewson Limited | Saint - Gobain House | Binley Business Park | Coventry |  |  | CV3 2TT | at a private pumping chamber after the interceptor, adjacent to the wash down area | at a point between manhole 1103 & 2209 in Boundary Road, Great Yarmouth | TG5218606242 | TG5221506183 | [54 empty] | 2500 | mg/l | [54 empty] | 1 | l/s | [48 empty] | 11 | pH | 6 | pH | [18 empty] | 1000 | mg/l | [16 empty] | 45 | °C | [8 empty] | 2 | m³/d
CAISTER - PUMP LANE STW | S01IMOCARWKA | Direction | Live | No | ADU 557 | ARC Car Wash | Acle New Road | Great Yarmouth | Norfolk |  |  | NR30 1SE | 01/04/2010 | Wastewater from the external washing of vehicles, after passage through an interceptor. | Anduff Car Wash Limited | 35-37 Amersham Hill | High Wycombe | Buckinghamshire |  |  | HP13 6NU | at a point prior to discharging to the public foul sewer | at Acle New Road, Great Yarmouth | TG5204008110 | TG5206008130 | [54 empty] | 2000 | mg/l | [54 empty] | 4 | m³/hr | [36 empty] | 250 | mg/l | [10 empty] | 11 | pH | 6 | pH | [18 empty] | 1000 | mg/l | [8 empty] | 1000 | mg/l | [6 empty] | 45 | °C | [8 empty] | 17 | m³/d
CAISTER - PUMP LANE STW | S01WHORSEXKA | Direction | Live | No | ADZ 844 | White Horse Filling Station (FS200) | Beccles Road | Gorleston | Great Yarmouth | Norfolk |  | NR31 8BL | 01/12/2016 | Used water after passage via a silt-trap, from the external washing of vehicles only. | Motor Fuel Limited | Building 2, Abbey View | Everard Close | St Albans, Hertfordshire |  |  | AL1 2QU | at a point on the premises after the silt trap | at Beccles Road | TG5232005090 | TG5231005120 | [54 empty] | 2500 | mg/l | [54 empty] | 1 | l/s | [48 empty] | 11 | pH | 6 | pH | [18 empty] | 1000 | mg/l | [16 empty] | 45 | °C | [8 empty] | 5 | m³/d
CAISTER - PUMP LANE STW | S01PBACKGAKA0 | Direction | Live | No | ADT 382 | Pertwee & Back Ltd | Gapton Hall Road | Gapton Hall Industrial Estate | Great Yarmouth | Norfolk |  | NR31 0NJ | 01/06/2009 | Wastewaters, after passage through a three-stage interceptor, arising from the steam cleaning of vehicles, engines and components | Pertwee & Back Limited | Gapton Hall Road | Gapton Hall Industrial Estate | Great Yarmouth | Norfolk |  | NR31 0NJ | at a point prior to discharging to the public foul sewer | in Gapton Hall Road, Great Yarmouth | TG5108005590 | TG5108005590 | [54 empty] | 2000 | mg/l | [54 empty] | 1 | l/s | [36 empty] | 250 | mg/l | [10 empty] | 11 | pH | 6 | pH | [18 empty] | 1000 | mg/l | [8 empty] | 1000 | mg/l | [6 empty] | 45 | °C | [8 empty] | 3 | m³/d
CAISTER - PUMP LANE STW | S01MRBINSXKA | Direction | Live | No | ADX 462 | Mr Bins Wheelie Cleaning | Westacres | Old Coast Road | Ormesby, Great Yarmouth | Norfolk |  | NR29 3QH | 01/04/2013 | Screened wastewaters arising from cleaning of domestic and commercial wheelie bins using a high pressure wash system. | Christopher P Ellis | Westacres | Old Coast Road | Ormesby, Great Yarmouth | Norfolk |  | NR29 3QH | at a point prior to discharge into the public foul sewer | at inspection chamber No. 1202 on Coast Road, Ormesby, Gt. Yarmouth | TG5118014290 | TG5114014290 | [54 empty] | 2000 | mg/l | [54 empty] | 2 | l/s | [36 empty] | 250 | mg/l | [10 empty] | 10 | pH | 6 | pH | [18 empty] | 1000 | mg/l | [8 empty] | 1000 | mg/l | [6 empty] | 45 | °C | [8 empty] | 0.5 | m³/d | [14 empty] | 5 | mg/l
CAISTER - PUMP LANE STW | S01FILBYLTKA0 | Direction | Live | No | ADU 363 | Filby Launderette | The Post Office | Filby | Great Yarmouth | Norfolk |  | NR29 3AA | 01/01/2010 | Wastewater from the laundering of clothes. | David W Thompson, Doreen M & Adrian D Thompson | T/A Filby Launderette | The Post Office, Filby | Great Yarmouth | Norfolk |  | NR29 3AA | at a point prior to the public foul sewer | at Main Road, Filby | TG4640013500 | TG4640013500 | [54 empty] | 2000 | mg/l | [54 empty] | 1 | m³/hr | [36 empty] | 250 | mg/l | [10 empty] | 11 | pH | 6 | pH | [18 empty] | 500 | mg/l | [8 empty] | 1000 | mg/l | [6 empty] | 45 | °C | [8 empty] | 2 | m³/d
CAISTER - PUMP LANE STW | S01CLEANADKA | Direction | Live | No | ADV 139 | Clean & Dry Services Limited | 70 Lowestoft Road | Gorleston on Sea | Great Yarmouth | Norfolk |  | NR31 6NA | 01/10/2010 | Wastewater from the laundering of clothes. | Clean & Dry Services Limited | 70 Lowestoft Road | Gorleston on Sea | Great Yarmouth | Norfolk |  | NR31 6NA | at a point prior to discharging to the public foul sewer | at Albermarle Road, Gorleston | TG5251703908 | TG5249403913 | [54 empty] | 2000 | mg/l | [54 empty] | 0.5 | l/s | [36 empty] | 100 | mg/l | [10 empty] | 11 | pH | 6 | pH | [18 empty] | 500 | mg/l | [8 empty] | 1000 | mg/l | [6 empty] | 45 | °C | [8 empty] | 14 | m³/d
CAISTER - PUMP LANE STW | S01CHQKMIXKA | Direction | Live | No | ADU 614 | C & H Quick-Mix Limited | Harfreys Industrial Estate | Morton Peto Road | Great Yarmouth | Norfolk |  | NR31 0LT | 01/06/2010 | Wastewaters, after passage through two stage settlement, arising from the washing and cleaning of plant and vehicles used in the production and transportation of concrete | C & H Quick-Mix Limited | 9 - 11 Drayton High Road | Drayton | Norwich | Norfolk |  | NR8 6AH | at a point after the final settlement tank at the rear of the site, and prior to discharging to the public foul sewer | Morton Peto Road, Great Yarmouth | TG5178005640 | TG5182005650 | [54 empty] | 500 | mg/l | [54 empty] | 1 | l/s | [36 empty] | 250 | mg/l | [10 empty] | 12 | pH | 6 | pH | [18 empty] | 500 | mg/l | [8 empty] | 1000 | mg/l | [6 empty] | 45 | °C | [8 empty] | 5 | m³/d
CAISTER - PUMP LANE STW | S01NCCAISTKA | Direction | Live | No | ADY 382 | Norfolk County Council Highways Dept. | Caister Depot | Pump Lane | Caister-on-Sea, Great Yarmouth |  |  | NR30 5BE | 01/05/2014 | Used waters arising from the external jet-washing of vehicles. | Norfolk County Council | Environment, Travel & Transportation | County Hall | Martineau Lane | Norwich, Norfolk |  | NR1 2SG | at the discharge from the catch pit chambers at end of wash bay, in area adjacent to road salt storage silo | at the inlet to Caister Wastewater Treatment Works, via a Private Sewer. | TG5180011040 | TG5180011040 | [54 empty] | 2500 | mg/l | [54 empty] | 1 | l/s | [36 empty] | 250 | mg/l | [10 empty] | 11 | pH | 6 | pH | [18 empty] | 1000 | mg/l | [8 empty] | 1000 | mg/l | [6 empty] | 45 | °C | [8 empty] | 1 | m³/d
CAISTER - PUMP LANE STW | S01DESIRAMKA | Direction | Live | No | ADW 197 | Desira Motor Company | North Quay | Great Yarmouth |  |  |  | NR30 1RD | 01/02/2012 | Wastewater, after passage through a 2-stage interceptor, from the external washing of vehicles. | Desira Group PLC | Victoria Road | Diss | Norfolk |  |  | IP22 4GS | at a point after the interceptor, prior to discharge to the public foul sewer | a point between m/hole 2305 & 2405 in a combined sewer at the rear of the premises | TG5223008390 | TG5223008390 | [54 empty] | 2500 | mg/l | [54 empty] | 0.5 | m³/hr | [36 empty] | 250 | mg/l | [10 empty] | 11 | pH | 6 | pH | [18 empty] | 1000 | mg/l | [8 empty] | 1000 | mg/l | [6 empty] | 45 | °C | [8 empty] | 2 | m³/d
CAISTER - PUMP LANE STW | S01KINGLTDKA | Direction | Live | No | ADT 397 | Black Cat Laundry Services | 122 King Street | Great Yarmouth | Norfolk |  |  | NR30 2PQ | 01/06/2009 | Wastewaters arising from the laundering of clothes and fabrics | Black Cat Laundry Services Limited | 122 King Street | Great Yarmouth | Norfolk |  |  | NR30 2PQ | at an agreed point in the boiler room inside the premises prior to discharging to the public foul sewer | King Street, Great Yarmouth | TG5250007120 | TG5250007120 | [54 empty] | 2000 | mg/l | [54 empty] | 2 | m³/hr | [36 empty] | 100 | mg/l | [10 empty] | 11 | pH | 6 | pH | [18 empty] | 500 | mg/l | [8 empty] | 1000 | mg/l | [6 empty] | 45 | °C | [8 empty] | 15 | m³/d
CAISTER - PUMP LANE STW | S01PBACKGOKA0 | Direction | Live | No | ADT 325 | Pertwee & Back Limited | 134 Lowestoft Road | Gorleston on Sea | Great Yarmouth | Norfolk |  | NR31 6JA | 01/03/2009 | Wastewater, after passage via a three-stage interceptor, from the steam cleaning of vehicles, engines and associated components. | Pertwee & Back Limited | Gapton Hall Road | Gapton Hall Industrial Estate | Great Yarmouth | Norfolk |  | NR31 0NJ | at the cover adjacent to the wash area at the rear of the premises next to the workshop | at Middlestone Close, Gorleston-on-Sea | TG5245003530 | TG5248003480 | [54 empty] | 2000 | mg/l | [54 empty] | 1 | m³/hr | [10 empty] | 3 | mg/l | [24 empty] | 250 | mg/l | [10 empty] | 11 | pH | 6 | pH | [18 empty] | 1000 | mg/l | [8 empty] | 1000 | mg/l | [6 empty] | 45 | °C | [8 empty] | 2 | m³/d | [14 empty] | 5 | mg/l
CAISTER - PUMP LANE STW | S01NTHGSTNKA | Direction | Live | No | ADZ 845 | Northgate Filling Station (FS180) | 187-188 Northgate Street | Great Yarmouth | Norfolk |  |  | NR30 1DA | 01/12/2016 | Used water, after passage via an interceptor, from the external jet-washing of vehicles only. | Motor Fuel Limited | Building 2, Abbey View | Everard Close | St Albans | Hertfordshire |  | AL1 2QU | at a point after the washbay interceptor and prior to discharge into the public foul sewer | at Northgate Street | TG5244008390 | TG5242008390 | [54 empty] | 2500 | mg/l | [54 empty] | 1 | l/s | [48 empty] | 11 | pH | 6 | pH | [18 empty] | 1000 | mg/l | [16 empty] | 45 | °C | [8 empty] | 2 | m³/d
CAISTER - PUMP LANE STW | S01CAIROYLKA0 | Consent | Live | No | TECO-0059-2018 | Royal Mail | Great Yarmouth Delivery Office | 6 North Quay | Great Yarmouth |  |  | NR30 1AA | 26/06/2018 | Used water, after passage via an interceptor, from the external washing of vehicles only. | Royal Mail Group Ltd | 100 Victoria Embankment | London |  |  |  | EC4Y 0HQ | point on the premises | North Quay | TG5227608124 | TG5223108174 | [54 empty] | 2500 | mg/l | [54 empty] | 0.1 | l/s | [48 empty] | 11 | pH | 6 | pH | [18 empty] | 1000 | mg/l | [16 empty] | 45 | °C | [8 empty] | 0.6 | m³/d
CAISTER - PUMP LANE STW | S01ASDACARKA | Direction | Live | No | TEDI-0152-2018 | Asda Superstore | Acle New Road | Great Yarmouth | Norfolk |  |  | NR30 1SF | 13/12/2018 | Used waters arising from a car wash after passage through an interceptor. | Asda Stores Limited | Asda House | South Bank | Great Wilson Street | Leeds |  | LS11 5AD | a point after the interceptor and prior to discharging to the public foul sewer | Acle New Road, Great Yarmouth | TG5200008160 | TG5206008134 | [54 empty] | 2500 | mg/l | [54 empty] | 1 | l/s | [48 empty] | 11 | pH | 6 | pH | [18 empty] | 1000 | mg/l | [16 empty] | 45 | °C | [8 empty] | 1 | m³/d
CAISTER - PUMP LANE STW | S01BLUEBUSKA1 | Direction | Live | No | TEDI-0019-2019 | Bus Depot | Caister Road | Great Yarmouth | Norfolk |  |  | NR30 4DF | 10/06/2019 | Used water from vehicle washing. | First Eastern Counties Buses Limited | Bus Depot | Westway | Chelmsford | Essex |  | CM1 3AR | a point prior to discharge into the public foul sewer | Caister Road, Great Yarmouth | TG5247509080 | TG5248209081 | [54 empty] | 2500 | mg/l | [54 empty] | 0.3 | l/s | [48 empty] | 11 | pH | 6 | pH | [18 empty] | 1000 | mg/l | [16 empty] | 45 | °C | [8 empty] | 7 | m³/d
CAISTER - PUMP LANE STW | S01WEATHERKA0 | Direction | Live | No | TEDI-0071-2019 | Aquaterra Energy Limited | Harfreys Road | Harfreys Industrial Estate | Great Yarmouth |  |  | NR31 0LS | 02/09/2019 | Used water from steam cleaning associated with plant maintenance and servicing activities. | Aquaterra Energy Limited | Innovation House | 2 Alkmaar Way | Norwich |  |  | NR6 6BF | a point prior to discharge into the public foul sewer | the combined sewer in Harfreys Road, Great Yarmouth | TG5194605753 | TG5184805740 | [54 empty] | 2500 | mg/l | [54 empty] | 0.5 | l/s | [10 empty] | 3 | mg/l | [36 empty] | 11 | pH | 6 | pH | [18 empty] | 1000 | mg/l | [16 empty] | 45 | °C | [8 empty] | 0.6 | m³/d | [14 empty] | 5 | mg/l
CAISTER - PUMP LANE STW | S01CAIHIGHKA0 | Consent | Live | No | TECO-0079-2019 | Great Yarmouth Charter Academy | Salisbury Road | Great Yarmouth |  |  |  | NR30 4LS | 26/07/2019 | Used water from the filter backwashing process and periodic drain-down of swimming pool contents. | Inspiration Trust | Weights & Measures Building | 28 Bethel Street | Norwich |  |  | NR2 1NR | a point on premises prior to public sewer | Salisbury Road | TG5291708902 | TG5291708999 | [54 empty] | 1000 | mg/l | [10 empty] | 5 | mg/l | [42 empty] | 7 | l/s | [48 empty] | 10 | pH | 6 | pH | [18 empty] | 1000 | mg/l | [16 empty] | 45 | °C | [8 empty] | 8 | m³/d
CAISTER - PUMP LANE STW | S01CAIASCOKA0 | Consent | Live | No | TECO-0108-2019 | ASCO UK Ltd | Norfolk Yard | Plot 11 | South Gates Road | Great Yarmouth | Norfolk | NR30 3PG | 17/09/2019 | Used water, after passage via an interceptor, from the external washing of vehicles only. | ASCO UK Ltd | Asco Group Headquarters | Unit A, 11 Harvest Avenue | D2 Business Park | Dyce | Aberdeen | AB21 0BQ | a point on the premises | Barrack Road | TG5264306136 | TG5264806152 | [54 empty] | 2500 | mg/l | [54 empty] | 2 | l/s | [48 empty] | 11 | pH | 6 | pH | [18 empty] | 1000 | mg/l | [16 empty] | 45 | °C | [8 empty] | 10 | m³/d
CAISTER - PUMP LANE STW | S01VIPOWERKA | Direction | Live | No | TEDI-0088-2020 | Airpac Bukom | Bessemer Way | Harfrey's Industrial Estate | Great Yarmouth | Norfolk |  | NR31 0LX | 03/12/2020 | Used water, after passage through a two stage interceptor, from the steam cleaning of compressors and vehicles. | VP PLC T/A Airpac Bukom | Central House | Beckwith Knowle | Otley Road | Harrogate | North Yorkshire | HG3 1UD | the left of the entrance gate at the front of the premises | manhole 5902 at the junction of Bessemer Way & Boundary Road, Great Yarmouth | TG5155006050 | TG5157005990 | [54 empty] | 1000 | mg/l | [54 empty] | 1 | l/s | [48 empty] | 10 | pH | 6 | pH | [18 empty] | 1000 | mg/l | [16 empty] | 43 | °C | [8 empty] | 3 | m³/d | [14 empty] | 5 | mg/l
CAISTER - PUMP LANE STW | S01BRITMETKA0 | Direction | Live | No | TEDI-0113-2020 | British Metal Treatments Limited | Swanston's Road | Great Yarmouth | Norfolk |  |  | NR30 3NQ | 29/12/2020 | Rinse waters only from the phosphating process. | British Metal Treatments Limited | 40 Battery Road | Great Yarmouth | Norfolk |  |  | NR30 3NN | the v-notch at end of the processing tanks | a point between manholes 9802 and 8804 on Swanston's Road | TG5290605918 | TG5291205894 | [54 empty] | 500 | mg/l | [54 empty] | 0.5 | l/s | [32 empty] | 3 | mg/l | [14 empty] | 10 | pH | 6 | pH | [18 empty] | 500 | mg/l | [16 empty] | 43 | °C | [8 empty] | 5 | m³/d | [14 empty] | 5 | mg/l
CAISTER - PUMP LANE STW | S01CAIMARNKA0 | Consent | Live | No | TECO-0094-2020 | Marina Leisure Centre | Marine Parade | Great Yarmouth | Norfolk |  |  | NR30 2ER | 20/10/2020 | Used water from the filter backwashing process and periodic drain-down of swimming pool contents. | Great Yarmouth Borough Council | Town Hall | Great Yarmouth | Norfolk |  |  | NR30 2QF | a point on premises | Marine Parade | TG5316807263 | TG5309807338 | [54 empty] | 1000 | mg/l | [10 empty] | 5 | mg/l | [42 empty] | 5 | l/s | [48 empty] | 10 | pH | 6 | pH | [18 empty] | 1000 | mg/l | [16 empty] | 43 | °C | [8 empty] | 52 | m³/d
CAISTER - PUMP LANE STW | S01APPLIEDKA0 | Direction | Live | No | TEDI-0194-2020 | Applied Acoustic Engineering Limited | Marine House, Marine Park | Gapton Hall Industrial Estate | Great Yarmouth, Norfolk |  |  | NR31 0NB | 27/01/2021 | Used water arising from the discharge of sub-sea navigation and marine seismic survey equipment testing tanks. | Applied Acoustic Engineering Limited | Marine House, Marine Park | Gapton Hall Industrial Estate | Great Yarmouth, Norfolk |  |  | NR31 0NB | the foul drain in the alley way to the South East side of Marine House | manhole No. 2901, to the North of Marine Park | TG5118505913 | TG5120805962 | [54 empty] | 500 | mg/l | [54 empty] | 0.7 | l/s | [48 empty] | 10 | pH | 6 | pH | [18 empty] | 250 | mg/l | [16 empty] | 43 | °C | [8 empty] | 21 | m³/d
CAISTER - PUMP LANE STW | S01CMPOWENKA0 | Direction | Live | No | TEDI-0129-2021 | Camplings Limited | Warehouse | Owen Road | Great Yarmouth | Norfolk |  | NR31 0NA | 11/01/2022 | Used water, after settlement, from the laundering of clothes and linen plus boiler blow-down. | Camplings Limited | The Laundry | Portland Lane | Southtown | Great Yarmouth | Norfolk | NR31 0JN | the manhole located in the eastern corner of the site, just south of the main building | manhole 8905 in Boundary Road, Great Yarmouth | TG5182106029 | TG5186905999 | [54 empty] | 3500 | mg/l | [16 empty] | 1.5 | mg/l | [36 empty] | 5.5 | l/s | [36 empty] | 250 | mg/l | [10 empty] | 11 | pH | 6 | pH | [18 empty] | 1000 | mg/l | [16 empty] | 43 | °C | [8 empty] | 250 | m³/d | [14 empty] | 4.5 | mg/l
CAISTER - PUMP LANE STW | S01CAISTIPKA0 | Direction | Live | Yes | TEDI-0148-2021 | Caister Refuse Tip | Caister Highways Depot, Pump Lane | Caister-on-Sea | Great Yarmouth, Norfolk |  |  | NR30 5BE | 15/02/2022 | Landfill leachate emanating from Caister closed landfill. | Norfolk County Council | County Hall | Martineau Lane | Norwich, Norwich |  |  | NR1 2DH | the deep sampling chamber at left hand side of entrance to site | the inlet to Caister Water Recycling Centre | TG5178010990 | TG5180011120 | [24 empty] | 175 | mg/l | [6 empty] | 0.5 | µg/l | [8 empty] | 2.5 | mg/l | [10 empty] | 1000 | mg/l |  |  |  |  | 6500 | mg/l | [24 empty] | 20 | µg/l | [6 empty] | 1.8 | µg/l | [12 empty] | 0.15 | µg/l | 4.5 | l/s | [14 empty] | 0.01 | µg/l |  |  | 5 | µg/l | [28 empty] | 10 | pH | 6 | pH | [16 empty] | 0.5 | µg/l | 500 | mg/l | [16 empty] | 43 | °C | [8 empty] | 70 | m³/d
CAISTER - PUMP LANE STW | S01EXPROMPKA | Direction | Live | No | TEDI-0261-2021 | Expro North Sea | Morton Peto Road | Gapton Hall Industrial Estate | Great Yarmouth | Norfolk |  | NR31 0LT | 21/02/2022 | Used water after passage through a 3-stage interceptor arising from the pressure testing and steam cleaning of tools and equipment used in the oil industry. | Expro North Sea Limited | Second Floor, Davidson House | Forbury Square | Reading | Berkshire |  | RG1 3EU | the manhole adjacent to the interceptor outside the boundary fence, prior to discharge to the public foul sewer | manhole 3907 in Gapton Hall Road, Great Yarmouth | TG5133005880 | TG5135005900 | [54 empty] | 1000 | mg/l | [54 empty] | 1 | l/s | [48 empty] | 10 | pH | 6 | pH | [18 empty] | 500 | mg/l | [16 empty] | 43 | °C | [8 empty] | 4 | m³/d
CAISTER - PUMP LANE STW | S01CAIEMRCKA0 | Consent | Live | No | TECO-0220-2021 | Mayer Parry Recycling | South Quay | Great Yarmouth | Norfolk |  |  | NR30 3LD | 07/12/2021 | Contaminated rainwater and surface water run-off from waste recycling activity comprising metal segregation and storage. | European Metal Recycling Limited T/A Mayer Parry Recycling | Sirius House | Delta Crescent Westbrook | Warrington | Cheshire |  | WA5 7NS | the surface drainage interceptor | South Quay | TG5253706703 | TG5254206699 | [54 empty] | 2500 | mg/l | [54 empty] | 0.5 | l/s | [48 empty] | 10 | pH | 6 | pH | [18 empty] | 1000 | mg/l | [16 empty] | 43 | °C | [8 empty] | 30 | m³/d | [14 empty] | 5 | mg/l
CAISTER - PUMP LANE STW | S01BUXTEDCKA | Direction | Live | No | TEDI-0271-2021 | P D Hook (Hatcheries) Limited | Market Road | Burgh Castle | Great Yarmouth | Norfolk |  | NR31 9EN | 18/03/2022 | Used water from hygiene washdown from a chicken hatchery unit. | P D Hook (Hatcheries) Limited | Cote | Bampton | Oxfordshire |  |  | OX18 2EG | the v-notch weir situated in an above ground tank on the left hand side of the office building | manhole No. 4001 in Market Road, Burgh Castle, Great Yarmouth | TG4939004990 | TG4942005050 | [54 empty] | 2500 | mg/l | [54 empty] | 2 | l/s | [36 empty] | 250 | mg/l | [10 empty] | 10 | pH | 6 | pH | [18 empty] | 1000 | mg/l | [16 empty] | 43 | °C | [8 empty] | 50 | m³/d | [14 empty] | 2 | mg/l
CAISTER - PUMP LANE STW | S01AEROPAKKA | Direction | Live | No | TEDI-0288-2021 | Aeropak (Chemical Products) Limited | Viking Road | Gapton Hall Industrial Estate | Great Yarmouth | Norfolk |  | NR31 0NU | 13/03/2022 | Used water from the washing of equipment used in the manufacture of household toiletries. | Aeropak (Chemical Products) Limited | Haslers | Old Station Road | Loughton | Essex |  | IG10 4PL | the point of discharge from the production areas | Viking Road | TG5072005802 | TG5079705814 | [54 empty] | 12000 | mg/l | [54 empty] | 2 | l/s | [48 empty] | 10 | pH | 6 | pH | [18 empty] | 1000 | mg/l | [8 empty] | 1000 | mg/l | [6 empty] | 43 | °C | [8 empty] | 15 | m³/d
CAISTER - PUMP LANE STW | S01PERFECTKA1 | Consent | Live | No | TECO-0247-2021 | L G Perfect | Jubilee Works, Harfreys Road | Harfreys Industrial Estate | Great Yarmouth | Norfolk |  | NR31 0JL | 27/01/2022 | Used water, after passage via a three-stage interceptor, from the steam cleaning of vehicles, including for pre-MOT inspection. | E E Green & Son Ltd t/a L G Perfect | Jubilee Works, Harfreys Road | Harfreys Industrial Estate | Great Yarmouth | Norfolk |  | NR31 0JL | the drain point in yard after the three-stage interceptor, prior to entry into the public combined sewer | manhole No. 8803 in Harfreys Road, Great Yarmouth | TG5191005850 | TG5184905862 | [54 empty] | 2500 | mg/l | [16 empty] | 3 | mg/l | [36 empty] | 1 | l/s | [48 empty] | 11 | pH | 6 | pH | [18 empty] | 2500 | mg/l | [16 empty] | 43 | °C | [8 empty] | 1.5 | m³/d | [14 empty] | 5 | mg/l
CAISTER - PUMP LANE STW | S01CASSEACKA0 | Direction | Live | No | TEDI-0301-2021 | Seacon (Europe) Limited | Seacon House | Hewett Road | Great Yarmouth | Norfolk |  | NR31 0RB | 15/04/2022 | Used water from the containers used for seal integrity testing of components under water pressure and air compressor condensate. | Seacon (Europe) Limited | Company Secretariat, Site H | Faraday Road | Swindon |  |  | SN3 5HH | the point of discharge from the seal testing and compressor area | Hewett Road | TG5076605721 | TG5073705748 | [54 empty] | 500 | mg/l | [54 empty] | 0.2 | l/s | [48 empty] | 10 | pH | 6 | pH | [18 empty] | 500 | mg/l | [16 empty] | 43 | °C | [8 empty] | 1.5 | m³/d
CAISTER - PUMP LANE STW | S01ARTJARYKA1 | Direction | Live | No | TEDI-0091-2022 | Arthur Jary & Sons Limited | 214 Northgate Street | Great Yarmouth | Norfolk |  |  | NR30 1DH | 24/05/2022 | Used waters containing bleach, after passage through a settlement pit, from the washing of marble, granite and crownstone memorials. | Arthur Jary & Sons Limited | 214 Northgate Street | Great Yarmouth | Norfolk |  |  | NR30 1DH | the outflow from the settlement pit which is located in the memorial cleaning workshop | Frederick Road, Great Yarmouth | TG5245008240 | TG5246008280 | [54 empty] | 500 | mg/l | [54 empty] | 0.2 | l/s | [48 empty] | 11 | pH | 6 | pH | [18 empty] | 500 | mg/l | [16 empty] | 43 | °C | [8 empty] | 0.7 | m³/d
CAISTER - PUMP LANE STW | S01ARTJARYKA3 | Direction | Live | Yes | TEDI-0092-2022 | Arthur Jary & Sons Limited | 214 Northgate Street | Great Yarmouth | Norfolk |  |  | NR30 1DH | 24/05/2022 | Body fluids (including blood, urine etc.), containing formaldehyde in solution, which have been sanitised with a disinfectant. | Arthur Jary & Sons Limited | 214 Northgate Street | Great Yarmouth | Norfolk |  |  | NR30 1DH | the sluice in the corner of the preparation room | Frederick Road, Great Yarmouth | TG5244008240 | TG5246008280 | [54 empty] | 30000 | mg/l | [46 empty] | 30 | mg/l | [6 empty] | 0.5 | l/s | [20 empty] | 0.01 | mg/l | [26 empty] | 10 | pH | 6 | pH | [18 empty] | 2000 | mg/l | [8 empty] | 1000 | mg/l | [6 empty] | 43 | °C | [8 empty] | 0.3 | m³/d | [14 empty] | 5 | mg/l
CAISTER - PUMP LANE STW | S01CAICOOPKA0 | Consent | Live | No | TECO-0122-2022 | Arthur Foodstores Ltd (Petrol Station) | Lowestoft Road | Hopton | Great Yarmouth | Norfolk |  | NR31 9AH | 09/08/2022 | Used water, after passage via an interceptor and silt trap, from the external washing of vehicles only. | Arthur Foodstores Ltd | 1 Angel Square | Manchester | Greater Manchester |  |  | M60 0AG | the first inspection chamber after the separator and silt trap, and prior to connection to the public foul sewer | Lowestoft Road, Hopton | TM5245899844 | TM5250899880 | [54 empty] | 2500 | mg/l | [54 empty] | 0.25 | l/s | [48 empty] | 11 | pH | 6 | pH | [18 empty] | 1000 | mg/l | [16 empty] | 43 | °C | [8 empty] | 5 | m³/d
CAISTER - PUMP LANE STW | S01CAILACOKA0 | Direction | Live | No | TEDI-0218-2022 | Lacons Brewery Limited | Unit 2, Tredwell House | Maincross Road | Great Yarmouth | Norfolk |  | NR30 3NZ | 03/05/2023 | Used water from the rinsing of brewery and cask washing. | Lacons Brewery Limited | 3 Cooke Road | South Lowestoft Industrial Estate | Lowestoft | Suffolk |  | NR33 7NA | the brewery effluent catch pits, prior to discharge to the public foul sewer | Main Cross Road | TG5299605780 | TG5296905766 | [54 empty] | 6000 | mg/l | [54 empty] | 0.8 | l/s | [48 empty] | 10 | pH | 6 | pH | [18 empty] | 1000 | mg/l | [16 empty] | 43 | °C | [8 empty] | 2.5 | m³/d
CAISTER - PUMP LANE STW | S01SELWOODKA0 | Direction | Live | No | TEDI-0206-2022 | Rentair | Unit 2 | Bessemer Way | Harfreys Industrial Estate | Great Yarmouth | Norfolk | NR31 0LX | 09/01/2023 | Used water, after passage through an interceptor, from the washing of plant and equipment. | Centurion UK Rentals & Services Ltd T/A Rentair | Suite 1, 3rd Floor 11-12 St. James's Square | London |  |  |  | SW1Y 4LB | a point following passage via the interceptor | Morton Peto Road | TG5160005760 | TG5160005710 | [54 empty] | 3000 | mg/l | [54 empty] | 1 | l/s | [48 empty] | 10 | pH | 6 | pH | [18 empty] | 1000 | mg/l | [16 empty] | 43 | °C | [8 empty] | 0.25 | m³/d | [14 empty] | 5 | mg/l
CAISTER - PUMP LANE STW | S01SELPUMPKA1 | Direction | Live | No | TEDI-0270-2022 | Selwood Limited | Salmon Road | South Denes | Great Yarmouth | Norfolk |  | NR30 3QS | 17/03/2023 | Used waters arising from the washdown of pumping units and plant after passage through a 3-stage interceptor. | Selwood Limited | 32-36 Bournemouth Road | Chandlers Ford | Eastleigh | Southampton, Hampshire |  | SO53 3ZL | a manhole after discharge from the 3-stage interceptor, situated between the wash-bay and the rear site boundary | a point on the Selwood Site, and discharging into Salmon Road | TG5286005490 | TG5287005470 | [54 empty] | 3000 | mg/l | [54 empty] | 0.5 | l/s | [36 empty] | 250 | mg/l | [10 empty] | 10 | pH | 6 | pH | [18 empty] | 1000 | mg/l | [16 empty] | 43 | °C | [8 empty] | 1 | m³/d
CAISTER - PUMP LANE STW | S01CAIBREDKA0 | Consent | Live | No | TECO-0162-2022 | Breedon Trading Limited | Great Yarmouth Concrete Plant | Boundary Lane | Southtown | Great Yarmouth | Norfolk | NR31 0LW | 03/10/2022 | Settled waters of surface runoff from contaminated rainfall and external washing of trucks used in Cementitious product delivery and collection. | Breedon Trading Limited | Pinnacle House | Breedon Quarry | Breedon On The Hill | Derby |  | DE73 8AP | manhole adjacent fence, on the premises, following settlement | Boundary Road | TG5204306131 | TG5209206118 | [54 empty] | 2000 | mg/l | [54 empty] | 1 | l/s | [48 empty] | 12 | pH | 6 | pH | [18 empty] | 1000 | mg/l | [16 empty] | 43 | °C | [8 empty] | 1 | m³/d
CAISTER - PUMP LANE STW | S01CAIGYSLKA0 | Consent | Live | No | TECO-0048-2023 | Great Yarmouth Services Limited | 101 Churchill Road | Great Yarmouth | Norfolk |  |  | NR30 4JJ | 06/03/2023 | Used water from the washing of vehicles, refuse bins, tools and equipment, after passage through a two stage interceptor. | Great Yarmouth Services Limited | Town Hall, Hall Plain | Great Yarmouth | Norfolk |  |  | NR30 2QF | a point adjacent to the wash bay, near southern boundary | a point on the combined sewer, running through Borough Council site | TG5275608705 | TG5275608706 | [54 empty] | 2000 | mg/l | [54 empty] | 0.5 | l/s | [48 empty] | 10 | pH | 6 | pH | [18 empty] | 1000 | mg/l | [16 empty] | 43 | °C | [8 empty] | 5 | m³/d
CAISTER - PUMP LANE STW | S01SUPLINXKA | Direction | Live | No | TEDI-0141-2023 | Engraphics Limited | Unit 16 | Bessemer Way | Great Yarmouth | Norfolk |  | NR31 0LX | 01/11/2023 | Used neutralised water from the processing of metal plates and washing of etched stainless steel, aluminium and brass plates from which residues of paint and ink have been mechanically removed. | Engraphics Limited | Unit 16 | Bessemer Way | Great Yarmouth | Norfolk |  | NR31 0LX | a point from the drain under the sink in the finishing room | manhole No. 5901 in Bessemer Way, Great Yarmouth | TG5161005930 | TG5157005930 | [54 empty] | 3000 | mg/l | [54 empty] | 1 | l/s | [48 empty] | 10 | pH | 6 | pH | [18 empty] | 1000 | mg/l | [16 empty] | 43 | °C | [8 empty] | 0.05 | m³/d
CAISTER - PUMP LANE STW | S01LIONENGKA | Direction | Live | No | TEDI-0093-2023 | Lion Engineering Services Limited | Gapton Hall Road | Gapton Hall Industrial Estate | Great Yarmouth | Norfolk |  | NR31 0NL | 07/08/2023 | Used waters, after passage through a three-stage interceptor, from the jet washing of plant and vehicles. | Lion Engineering Services Limited | Gapton Hall Road | Gapton Hall Industrial Estate | Great Yarmouth | Norfolk |  | NR31 0NL | the sampling manhole located after the three stage interceptor at the rear of the premises | manhole No. 9501 in Gapton Hall Road, Great Yarmouth | TG5105005550 | TG5097005540 | [54 empty] | 2500 | mg/l | [54 empty] | 1 | l/s | [32 empty] | 3 | mg/l | [14 empty] | 11 | pH | 6 | pH | [18 empty] | 1000 | mg/l | [16 empty] | 43 | °C | [8 empty] | 1 | m³/d
CAISTER - PUMP LANE STW | S01SBERGERKA | Direction | Live | No | TEDI-0191-2023 | Claxton Engineering Services Limited | Bureside House, North River Road | Great Yarmouth, Norfolk |  |  |  | NR30 1TE | 15/02/2024 | Used water, after passage through a three stage interceptor, from high pressure washing of tools and pressure testing of equipment used in the gas and oil industry. | Claxton Engineering Services Limited | Ferryside, Ferry Road | Norwich | Norfolk |  |  | NR1 1SW | the interceptor serving the pressure test bay at the North end of the workshop | manhole No. 0901 in North River Road, Great Yarmouth | TG5188008980 | TG5200008950 | [54 empty] | 2500 | mg/l | [54 empty] | 0.5 | l/s | [48 empty] | 11 | pH | 6 | pH | [18 empty] | 1000 | mg/l | [16 empty] | 43 | °C | [8 empty] | 1 | m³/d
CAISTER - PUMP LANE STW | S01CAIPPWRKA0 | Consent | Live | No | TECO-0159-2023 | Prior Power Solutions Limited | Gapton Hall Road, Gapton Hall Industrial Estate | Great Yarmouth | Norfolk |  |  | NR31 0NL | 12/07/2023 | Used water from the pressure washing of plant contaminated with hydrocarbon based products and light dirt, after passage through an interceptor. | Prior Power Solutions Limited | Gapton Hall Road, Gapton Hall Industrial Estate | Great Yarmouth | Norfolk |  |  | NR31 0NL | manhole near entrance gate following the interceptors | Gapton Hall Road | TG5106805684 | TG5108605664 | [54 empty] | 4000 | mg/l | [54 empty] | 1 | l/s | [48 empty] | 10 | pH | 6 | pH | [18 empty] | 1000 | mg/l | [16 empty] | 43 | °C | [8 empty] | 2 | m³/d
CAISTER - PUMP LANE STW | S01SBERGERKA1 | Direction | Live | No | TEDI-0192-2023 | Claxton Engineering Services Limited | Bureside House, North River Road | Great Yarmouth, Norfolk |  |  |  | NR30 1TE | 15/02/2024 | Used water, after passage through a three stage interceptor, from high pressure washing of tools and equipment used in the oil and gas industry. | Claxton Engineering Services Limited | Ferryside | Ferry Road | Norwich | Norfolk |  | NR1 1SW | the manhole marked No.1 midway between the workshop and warehouse | manhole 0901 in North River Road, Great Yarmouth | TG5190008970 | TG5200008950 | [54 empty] | 2500 | mg/l | [54 empty] | 0.5 | l/s | [48 empty] | 11 | pH | 6 | pH | [18 empty] | 1000 | mg/l | [16 empty] | 43 | °C | [8 empty] | 0.5 | m³/d
CAISTER - PUMP LANE STW | S01CAINOVDKA0 | Consent | Live | No | TECO-0272-2023 | Nov Downhole Eurasia Limited | Shuttleworth Close | Gapton Hall Industrial Estate | Great Yarmouth | Norfolk |  | NR31 0NQ | 05/11/2023 | Used water, after passage through a 3-stage interceptor, from the cleaning and power washing of equipment. | Nov Downhole Eurasia Limited | Stonedale Road | Unit 10 Oldends Lane Industrial Estate | Stonehouse | Gloucestershire |  | GL10 3RQ | the manhole in the car park to the left side of site in line with interceptors to the rear of the site, prior to discharging to the public foul sewer | manhole 1602 in Shuttleworth Close, Great Yarmouth | TG5116005670 | TG5117005660 | [54 empty] | 2500 | mg/l | [54 empty] | 0.2 | l/s | [48 empty] | 11 | pH | 6 | pH | [18 empty] | 1000 | mg/l | [16 empty] | 43 | °C | [8 empty] | 0.2 | m³/d
CAISTER - PUMP LANE STW | S01YLANDAUKA0 | Direction | Live | No | TEDI-0015-2024 | Landau Station | Opposite Britannia Terrace | Marine Parade | Great Yarmouth | Norfolk |  | NR30 2EJ | 07/05/2024 | Screened used waters from the wash down of a horse resting area. | Great Yarmouth Borough Council | Town Hall, Hall Plain | Great Yarmouth | Norfolk |  |  | NR30 2QF | a point 5 metres from the northern end of the toilet block | manhole 1601 in Marine Parade, Great Yarmouth | TG5311007630 | TG5310007650 | [54 empty] | 5000 | mg/l | [54 empty] | 1 | l/s | [48 empty] | 10 | pH | 6 | pH | [18 empty] | 1000 | mg/l | [16 empty] | 43 | °C | [8 empty] | 1 | m³/d
CAISTER - PUMP LANE STW | S01HBURTONKA | Direction | Live | No | TEDI-0043-2024 | Halliburton Manufacturing and Services Ltd | Yare Facility | South Denes Road | Great Yarmouth | Norfolk |  | NR30 3QF | 15/07/2024 | Used water, after passing through an oil/water separator, from the steam pressure cleaning of equipment, vehicles and offshore service tools and general maintenance of facility plant and equipment. | Halliburton Manufacturing and Services Ltd | C/O Halliburton Building 4, Chiswick Park | 566 Chiswick High Road | London |  |  | W4 5YE | following the oil/water separator, prior to discharge into the public foul sewer | a point following manhole 2902 on the premises | TG5322803935 | TG5322903921 | [54 empty] | 2000 | mg/l | [54 empty] | 3 | l/s | [36 empty] | 250 | mg/l | [10 empty] | 10 | pH | 6 | pH | [18 empty] | 1000 | mg/l | [16 empty] | 43 | °C | [8 empty] | 3 | m³/d | [14 empty] | 4.5 | mg/l
CAISTER - PUMP LANE STW | S01GYPOWERKA | Direction | Live | No | TEDI-0189-2024 | Great Yarmouth Power Station | South Denes Road | Great Yarmouth | Norfolk |  |  | NR30 3PY | 12/05/2025 | Used waters, after passing through an oil/water separator, from the washing of floors and equipment. | RWE Generation UK PLC | Windmill Hill Business Park | Whitehill Way | Swindon, Wiltshire |  |  | SN5 6PB | isolation valve 1-XW-V215 located opposite the control room in the turbine hall | manhole 0103 on the power station site adjacent to South Beach Parade. | TG5305005030 | TG5308405163 | [54 empty] | 500 | mg/l | [54 empty] | 10 | l/s | [48 empty] | 10 | pH | 6 | pH | [18 empty] | 250 | mg/l | [16 empty] | 43 | °C | [8 empty] | 42 | m³/d
CAISTER - PUMP LANE STW | S01CAICENTKA0 | Consent | Live | No | TECO-0288-2024 | Centurion UK Rentals & Services Limited | Gapton Hall Road | Great Yarmouth | Norfolk |  |  | NR31 0NL | 22/01/2025 | Used water from the cleaning of plant and equipment and from hydrostatic testing of pressurised vessels. | Centurion UK Rentals & Services Limited | Suite 1, 7th Floor Broadway | London |  |  |  | SW1H 0BL | the interceptor tanks at rear of premises | Gapton Hall Road | TG5099505478 | TG5097705548 | [54 empty] | 2500 | mg/l | [54 empty] | 1 | l/s | [48 empty] | 11 | pH | 6 | pH | [18 empty] | 1000 | mg/l | [16 empty] | 43 | °C | [8 empty] | 1.5 | m³/d
CAISTER - PUMP LANE STW | S01KIERCONKA0 | Consent | Live | No | TECO-0216-2024 | East Coast College c/o Kier Construction Limited | Suffolk Road | Great Yarmouth | Norfolk |  |  | NR31 0ED | 27/11/2024 | Surface water accumulated on a construction site, after passage though a silt-buster settlement process. | Kier Construction Limited | 2nd Floor, Optimum House | Clippers Quay | Salford |  |  | M50 3XP | a point following the silt-buster settlement installation | Tollgate Road | TG5217206491 | TG5226906390 | [54 empty] | 500 | mg/l | [54 empty] | 22 | l/s | [48 empty] | 10 | pH | 6 | pH | [18 empty] | 500 | mg/l | [16 empty] | 43 | °C | [8 empty] | 25 | m³/d
CAISTER - PUMP LANE STW | S01GALTSONKA0 | Direction | Live | No | TEDI-0196-2024 | Gall Thomson Environmental Ltd | Technology Centre | Suffling Road | Great Yarmouth | Norfolk |  | NR30 3QP | 15/07/2025 | Used water, following oil separation, from floor scrubbers & mop buckets; air compressor condensate. | Gall Thomson Environmental Limited | C/O Trelleborg Sealing Solutions Uk Limited | International Drive, Tewkesbury Business Park | Tewkesbury | Wiltshire |  | GL20 8UQ | the final chamber of the interceptor adjacent to the saw shed | a point between manholes 9601 & 0701 in Suffling Road, Great Yarmouth | TG5304305714 | TG5304805698 | [54 empty] | 2500 | mg/l | [54 empty] | 1 | l/s | [48 empty] | 11 | pH | 6 | pH | [18 empty] | 1000 | mg/l | [16 empty] | 43 | °C | [8 empty] | 0.055 | m³/d | [14 empty] | 5 | mg/l
CAISTER - PUMP LANE STW | S01CAIMFLDKA0 | Consent | Live | No | TECO-0267-2024 | Motor Fuel Limited | Mill Lane | Bradwell | Great Yarmouth | Norfolk |  | NR31 8HS | 19/12/2024 | Used water, after passage via an interceptor, from the external washing of vehicles only. | Motor Fuel Limited | 10 Bricket Road | St Albans | Hertfordshire |  |  | AL1 3JX | a point following the interceptors | Blackbird Close | TG5075005156 | TG5076505142 | [54 empty] | 2500 | mg/l | [54 empty] | 1 | l/s | [48 empty] | 11 | pH | 6 | pH | [18 empty] | 1000 | mg/l | [16 empty] | 43 | °C | [8 empty] | 2 | m³/d
CAISTER - PUMP LANE STW | S01NGSTLDTKA | Direction | Live | No | TEDI-0190-2024 | The Laundry | 26 Northgate Street | Great Yarmouth | Norfolk |  |  | NR30 1BA | 19/05/2025 | Used water from the laundering of textiles. | Norfolk Facility Services Ltd T/A The Laundry | Summerhill House | 1 Sculthorpe Road | Fakenham | Norfolk |  | NR21 9HA | the washing machine drain point | Northgate Street, Great Yarmouth | TG5235008120 | TG5237000810 | [54 empty] | 2000 | mg/l | [54 empty] | 1 | l/s | [48 empty] | 11 | pH | 6 | pH | [18 empty] | 1000 | mg/l | [16 empty] | 43 | °C | [8 empty] | 10 | m³/d
CAISTER - PUMP LANE STW | S01CAILUBBKA0 | Consent | Live | No | TECO-0094-2025 | Lubbers (UK) Ltd | Bessemer Way | Harfreys Industrial Estate | Great Yarmouth | Norfolk |  | NR31 0LX | 04/06/2025 | Used water, after passage via an interceptor, from the external washing of vehicles only. | Lubbers (UK) Ltd | 11 Atley Way, Nelson Industrial Estate | Cramlington | Northumberland |  |  | NE23 1WA | a point following the wash bay interceptor | Bessemer Way | TG5173206224 | TG5176406140 | [54 empty] | 2500 | mg/l | [54 empty] | 0.5 | l/s | [48 empty] | 11 | pH | 6 | pH | [18 empty] | 1000 | mg/l | [16 empty] | 43 | °C | [8 empty] | 2 | m³/d
CAISTER - PUMP LANE STW | S01CAITRENKA0 | Consent | Live | No | TECO-0125-2025 | Trent Energy Limited | Site 4b, Great Yarmouth Energy Park | Salmon Road | Great Yarmouth | Norfolk |  | NR30 3QP | 11/08/2025 | Used water arising from the final washing process, in the production of bio-diesel; following 1) passage via an interceptor and 2) pH correction. | Trent Energy Limited | 1 Kings Avenue | London |  |  |  | N21 3NA | a point following the treatment processes, on the premises | Salmon Road | TG5287005569 | TG5288405558 | [54 empty] | 10000 | mg/l | [54 empty] | 1 | l/s | [36 empty] | 250 | mg/l | [10 empty] | 10 | pH | 6 | pH | [18 empty] | 2000 | mg/l | [16 empty] | 43 | °C | [8 empty] | 50 | m³/d
CAISTER - PUMP LANE STW | S01CAIYLLIKA0 | Consent | Live | No | TECO-0186-2025 | Hand Car Wash, Tesco Store | Pasteur Road | Southtown | Great Yarmouth | Norfolk |  | NR31 0DW | 18/09/2025 | Used water, after passage via an interceptor, from the external washing of vehicles only. | YLLI Limited | 20 Kost Road | Costessey | Norwich | Norfolk |  | NR8 5DE | a point following the interceptor pit | Jones (GC) Way | TG5151607027 | TG5156306895 | [54 empty] | 2500 | mg/l | [54 empty] | 0.5 | l/s | [48 empty] | 11 | pH | 6 | pH | [18 empty] | 1000 | mg/l | [16 empty] | 43 | °C | [8 empty] | 5 | m³/d
CAISTER - PUMP LANE STW | S01CMACSWHKA0 | Direction | Live | No | TEDI-0178-2025 | Spectrum Control Limited | Fenner Road | South Denes | Great Yarmouth | Norfolk |  | NR30 3PX | 19/02/2026 | Used water from the washing of electronic components. | Spectrum Control Limited | Fenner Road | South Denes | Great Yarmouth | Norfolk |  | NR30 3PX | the pipe outside of the premises at north end of wash room plant in Fenner Road | a point between manholes 9307 and 9407 in a combined sewer in Admiralty Road | TG5301005420 | TG5293005430 | [54 empty] | 750 | mg/l | [54 empty] | 1 | l/s | [48 empty] | 10 | pH | 6 | pH | [18 empty] | 100 | mg/l | [16 empty] | 43 | °C | [8 empty] | 1 | m³/d
CAISTER - PUMP LANE STW | S01CMACIRCKA | Direction | Live | No | TEDI-0179-2025 | Spectrum Control Limited | Fenner Road | South Denes | Great Yarmouth | Norfolk |  | NR30 3PX | 19/02/2026 | Used water from the ultrasonic cleaning of furnace belts. | Spectrum Control Limited | Fenner Road | South Denes | Great Yarmouth | Norfolk |  | NR30 3PX | the pipe entering the internal drain on the west side of the furnace room | a point between manholes 9307 and 9407 in a combined sewer in Admiralty Road | TG5295005410 | TG5293005390 | [54 empty] | 100 | mg/l | [54 empty] | 1 | l/s | [48 empty] | 10 | pH | 6 | pH | [18 empty] | 250 | mg/l | [16 empty] | 43 | °C | [8 empty] | 0.05 | m³/d
CAISTER - PUMP LANE STW | S01CAIOEGOKA0 | Consent | Live | No | TECO-0192-2025 | OEG Offshore UK Limited | Yarmouth Business Park | Thamesfield Way | Great Yarmouth | Norfolk |  | NR31 0ER | 26/09/2025 | Used water, after passage through a three stage interceptor, generated during the laundering of returned tanks which have been previously washed by a specialist contractor, plus periodic draining of water from hydrostatic pressure testing. | OEG Offshore UK Limited | Midmill Business Park | Kintore | Aberdeenshire |  |  | AB51 0QG | the manhole following the interceptor north east corner of the site prior to the public foul sewer | manhole No. 0301 in Suffolk Road, Great Yarmouth | TG5208006370 | TG5209606376 | [54 empty] | 1000 | mg/l | [54 empty] | 1 | l/s | [48 empty] | 10 | pH | 6 | pH | [18 empty] | 1000 | mg/l | [16 empty] | 43 | °C | [8 empty] | 2 | m³/d
CAISTER - PUMP LANE STW | S01CAIEASTKA0 | Consent | Live | No | TECO-0245-2025 | East Coast Waste Limited | Harfreys Road | Great Yarmouth | Norfolk |  |  | NR31 0LS | 21/01/2026 | Contaminated runoff due to rainfall, from drained areas of a waste handling yard. | East Coast Waste Limited | East Coast House, Galahad Road | Beacon Park, Gorleston On Sea | Great Yarmouth | Norfolk |  | NR31 7RU | the manhole following the interceptors and flow balancing | Harfrey's Road | TG5183905647 | TG5182705653 | [54 empty] | 1000 | mg/l | [54 empty] | 2.3 | l/s | [48 empty] | 10 | pH | 6 | pH | [18 empty] | 1000 | mg/l | [16 empty] | 43 | °C | [8 empty] | 25 | m³/d
CAISTER - PUMP LANE STW | S01CAICLAXKA0 | Consent | Live | No | TECO-0199-2025 | Claxton Engineering Services Limited | Unit 2, Malory Road | Beacon Park | Goreston on Sea | Great Yarmouth | Norfolk | NR31 7DT | 20/11/2025 | Used water, after passage via an interceptor from 1) washing of tools and equipment used in the oil and gas industry, 2) final rinse wash of metal surfaces following a phosphate degreasing process and 3) potentially contaminated surface run-off from storage area of yard. | Claxton Engineering Services Limited | Kingfisher House | 1 Gilders Way | Norwich | Norfolk |  | NR3 1UB | the drain point, following the interceptor | Woodfarm Lane, via a private sewer network on Malory Road | TG5127002204 | TG5133302221 | [54 empty] | 7000 | mg/l | [16 empty] | 3 | mg/l | [36 empty] | 1 | l/s | [36 empty] | 250 | mg/l | [10 empty] | 10 | pH | 6 | pH | [18 empty] | 1000 | mg/l | [16 empty] | 43 | °C | [8 empty] | 2 | m³/d | [14 empty] | 5 | mg/l
CAISTER - PUMP LANE STW | S01TYCOBURKA0 | Direction | Live | No | TEDI-0201-2025 | Macron Safety Systems (UK) Limited T/A Johnson Controls | Burlingham House, Hewett Road | Gapton Hall Industrial Estate | Great Yarmouth, Norfolk |  |  | NR31 0NN | 19/03/2026 | Used water, after passage via a filter (with a mesh size not exceeding 1mm in width), from the pressure testing of fire fighting equipment. | Macron Safety Systems (UK) Limited T/A Johnson Controls | Burlingham House, Hewett Road | Gapton Hall Industrial Estate | Great Yarmouth, Norfolk |  |  | NR31 0NN | a point outside the manifold on the east side of the building at the rear of the hydro-test area | manhole No. 9602 in Hewett Road | TG5089505640 | TG5094005660 | [54 empty] | 200 | mg/l | [54 empty] | 2 | l/s | [48 empty] | 10 | pH | 6 | pH | [18 empty] | 200 | mg/l | [16 empty] | 43 | °C | [8 empty] | 10 | m³/d | [14 empty] | 5 | mg/l
CAISTER - PUMP LANE STW | S01ARMULTRKA0 | Direction | Live | No | TEDI-0001-2026 | Armultra Limited | Armultra House, Hewett Road | Gapton Hall Industrial Estate | Great Yarmouth, Norfolk |  |  | NR31 0RB | 05/03/2026 | Used water from the pressure testing of new mild steel tanks and vessels used in refrigeration. | Armultra Limited | Armultra House, Hewett Road | Gapton Hall Industrial Estate | Great yarmouth, Norfolk |  |  | NR31 0RB | the hand-railed drain at the rear of the Seacon building (at manhole painted red) | manhole No. 7702 in Hewett Road, Great Yarmouth | TG5073005670 | TG5073005740 | [54 empty] | 250 | mg/l | [54 empty] | 1 | l/s | [48 empty] | 10 | pH | 6 | pH | [18 empty] | 250 | mg/l | [16 empty] | 43 | °C | [8 empty] | 10 | m³/d
CAISTER - PUMP LANE STW | S01CLOILGYKA0 | Direction | Live | No | TEDI-0203-2025 | C & L Waste Oil Collection Limited | Yarmouth Business Park | Thamesfield Way, Great Yarmouth |  |  |  | NR31 0DN | 19/03/2026 | Used water, after passage via a three-stage interceptor, from the external washing of vehicles and the washing down of the yard apron only. | C & L Waste Oil Collection Limited | Lothing House | 7 Quay View Business Park | Barnards Way | Lowestoft | Suffolk | NR32 2HD | the manhole in the yard after the three-stage interceptor | manhole 1103 in Suffolk Road | TG5207006290 | TG5218006180 | [54 empty] | 10000 | mg/l | [54 empty] | 0.3 | l/s | [36 empty] | 250 | mg/l | [10 empty] | 10 | pH | 6 | pH | [18 empty] | 1000 | mg/l | [16 empty] | 43 | °C | [8 empty] | 0.3 | m³/d
CAISTOR STW | S013OFCCAIKA1 | Consent | Live | No | TECO-0110-2022 | Three Oceans Fish Company Limited | Unit 10 | Enterprise Road | Caistor |  |  | LN7 6PX | 07/07/2022 | Used waters from the processing of fish including enrobing, frying, packaging & washing down. | Three Oceans Fish Company Limited | Ocean House | Witty Street | The Boulevard | Hull |  | HU3 4TT | a point downstream of the effluent treatment plant | Enterprise Road | TA1054901297 | TA1055701277 | [54 empty] | 5000 | mg/l | [54 empty] | 1 | l/s | [36 empty] | 250 | mg/l | [10 empty] | 10 | pH | 6 | pH | [18 empty] | 1000 | mg/l | [8 empty] | 1000 | mg/l | [6 empty] | 43 | °C | [8 empty] | 25 | m³/d
CAISTOR STW | S013OFCCAIKA2 | Consent | Live | No | TECO-0111-2022 | Three Oceans Fish Company Limited | Unit 8 | Enterprise Road | Caistor |  |  | LN7 6PX | 07/07/2022 | Used water from packaging of fish & associated hygiene from Unit 8. | Three Oceans Fish Company Limited | Ocean House | Witty Street | The Boulevard | Hull |  | HU3 4TT | the most downstream manhole on the interceptor system prior to connecting with the public foul sewer | Enterprise Road | TA1063301291 | TA1062901278 | [24 empty] | 50 | mg/l | [28 empty] | 2500 | mg/l | [54 empty] | 1 | l/s | [36 empty] | 250 | mg/l | [10 empty] | 10 | pH | 6 | pH | [8 empty] | 50 | mg/l | [8 empty] | 1000 | mg/l | [8 empty] | 1000 | mg/l | [6 empty] | 43 | °C | [8 empty] | 3 | m³/d | [14 empty] | 1.5 | mg/l
CAMBRIDGE STW | S0101TCWNMKA1 | Consent | Live | No | ACZ 641 | Tesco Hand Car Wash | Tesco Store - Cambridge | Cheddars Lane | Newmarket Road | Cambridge |  | CB5 8HE | 03/01/2017 | Used water, after passage through an interceptor, from the external washing of vehicles. | Mr Naim Kastrati - T/A Tesco Hand Car Wash | 2 Avalon Way | Cambridge |  |  |  | CB2 9DX | at a point prior to discharge to the foul sewer | at Cheddars Lane, Cambridge | TL4654759187 | TL4671059200 | [54 empty] | 2500 | mg/l | [54 empty] | 0.5 | l/s | [48 empty] | 11 | pH | 6 | pH | [18 empty] | 1000 | mg/l | [16 empty] | 45 | °C | [8 empty] | 5.05 | m³/d
CAMBRIDGE STW | S0101SJAMBKA | Consent | Live | No | ACZ 374 | St John Ambulance | Unit 3 & 4 | The Business Centre | 100-104 Church End | Cherry Hinton, Cambridge |  | CB1 3LB | 28/09/2015 | Used water from the external washing of vehicles only. | St John Ambulance | St John's Gate | Clerkenwell | London |  |  | EC1M 4DA | at a point within the premises, prior to discharge to the public foul sewer | at 100-104 Church End, Cherry Hinton | TL4872157487 | TL4873257538 | [54 empty] | 2500 | mg/l | [54 empty] | 0.08 | l/s | [48 empty] | 11 | pH | 6 | pH | [18 empty] | 1000 | mg/l | [16 empty] | 45 | °C | [8 empty] | 0.1 | m³/d
CAMBRIDGE STW | S0101AGENUKA1 | Consent | Live | No | ACZ 586 | Agenus UK Limited | 315 Science Park | Milton Road | Cambridge |  |  | CB4 0WG | 13/10/2016 | Used water from end points of experiments, and the washing and rinsing of laboratory glassware. | Agenus UK Limited | 5 New Street Square | London |  |  |  | EC4A 3TW | at a point prior to discharge into the foul sewer | at Cambridge Science Park | TL4612761663 | TL4612761663 | [54 empty] | 2000 | mg/l | [54 empty] | 0.03 | l/s | [48 empty] | 10 | pH | 6 | pH | [18 empty] | 1000 | mg/l | [16 empty] | 45 | °C | [8 empty] | 0.1 | m³/d
CAMBRIDGE STW | S0101SPEEDKA | Consent | Live | No | ACZ 39 | Speedy Asset Services Limited | 57 Cowley Road | Cambridge |  |  |  | CB4 0DN | 04/06/2014 | Used waters from equipment washing. | Speedy Asset Services Limited | Chase House | 16 The Parks | Newton Le Willows | Merseyside |  | WA12 0JQ | at the inspection chamber after the interceptor | at Cowley Road, Cambridge | TL4747061350 | TL4695061400 | [54 empty] | 2500 | mg/l | [54 empty] | 0.5 | l/s | [36 empty] | 250 | mg/l | [10 empty] | 11 | pH | 6 | pH | [18 empty] | 1000 | mg/l | [8 empty] | 1000 | mg/l | [6 empty] | 45 | °C | [8 empty] | 3.75 | m³/d
CAMBRIDGE STW | S0101DAVIDKA | Consent | Live | No | ACW 132 | David Lloyd Leisure Ltd | Coldhams Business Park | Norman Way | Cambridge | Cambridgeshire |  | CB1 3LH | 29/12/2011 | Wastewater arising from (i) the pool filter backwashing process and (ii) the periodic drain down of swimming pool contents. | David Lloyd Leisure Limited | The Hangar, Mosquito Way | Hatfield Business Park | Hatfield | Hertfordshire |  | AL10 9AX | at inspection chamber outside the building close to plant room, prior to discharge to the public foul sewer | at Manhole 3501, Coldhams Lane, Cambridge. | TL4814057320 | TL4837057560 | [54 empty] | 1000 | mg/l | [10 empty] | 5 | mg/l | [42 empty] | 3 | l/s | [36 empty] | 250 | mg/l | [10 empty] | 10 | pH | 6 | pH | [18 empty] | 500 | mg/l | [8 empty] | 1000 | mg/l | [6 empty] | 45 | °C | [8 empty] | 10 | m³/d
CAMBRIDGE STW | S0101PARCEKA | Consent | Live | No | ACY 178 | Cambridge Parcel Force | Unit 15 -18 Henley Road | Cambridge |  |  |  | CB1 3EZ | 17/12/2013 | Used water from a vehicle wash. | Royal Mail Group Limited | 100 Victoria Embankment | London |  |  |  | EC4Y 0HQ | at the inspection chamber after the catch pit, prior to dicharge to the public foul sewer | at Henley Road | TL4683058880 | TL4667058780 | [54 empty] | 2500 | mg/l | [54 empty] | 0.6 | m³/hr | [36 empty] | 250 | mg/l | [10 empty] | 11 | pH | 6 | pH | [18 empty] | 1000 | mg/l | [8 empty] | 1000 | mg/l | [6 empty] | 45 | °C | [8 empty] | 0.8 | m³/d
CAMBRIDGE STW | S0101CAPITKA | Consent | Live | No | ACX 84 | Capital Car Care Limited | Tesco Superstore | Cambridge Road Industrial Estate | Milton | Cambridge |  | CB24 6AY | 10/09/2012 | Wastewater from a hand car wash. | Capital Car Care Limited | 37 Pershore Close | Gants Hill | Ilford | Essex |  | IG2 6RR | at the wastewater pumping chamber at the car wash, prior to discharging to the public foul sewer. | at The Rowans | TL4728062190 | TL4726062310 | [54 empty] | 2500 | mg/l | [54 empty] | 1 | m³/hr | [36 empty] | 250 | mg/l | [10 empty] | 11 | pH | 6 | pH | [18 empty] | 1000 | mg/l | [8 empty] | 1000 | mg/l | [6 empty] | 45 | °C | [8 empty] | 1 | m³/d
CAMBRIDGE STW | S0101TEFULKA | Consent | Live | No | ACX 91 | Fulbourn Car Park Valeting Service | Tesco Store Fulbourn | Cherry Hinton Superstore | Yarrow Road, Cambridge | Cambridgeshire |  | CB1 9BF | 18/09/2012 | Wastewaters arising from the operation of a hand car wash | Ymer Pllana | 107 Horns Road | Ilford | Essex |  |  | IG6 1DG | at the trade effluent pump chamber | at Yarrow Road, Cambridge | TL4960075660 | TL4950056630 | [54 empty] | 2500 | mg/l | [54 empty] | 1 | m³/hr | [36 empty] | 250 | mg/l | [10 empty] | 11 | pH | 6 | pH | [18 empty] | 1000 | mg/l | [8 empty] | 1000 | mg/l | [6 empty] | 45 | °C | [8 empty] | 1 | m³/d
CAMBRIDGE STW | S0101HANSOKA | Consent | Live | No | ACX 98 | Hanson Concrete | Coldhams Lane | Cambridge | Cambridgeshire |  |  | CB1 3HS | 01/10/2012 | Site surface water run-off and wastewaters arising from a cement and aggregate batching plant | Hanson Quarry Products Europe Limited | Hanson House | 14 Castle Hill | Maidenhead | Berkshire |  | SL6 4JJ | at the inspection chamber positioned after the secondary settlement tank | at Coldhams Lane, Cambridge | TL4775057900 | TL4774057950 | [54 empty] | 500 | mg/l | [54 empty] | 1.5 | m³/hr | [36 empty] | 250 | mg/l | [10 empty] | 10 | pH | 6 | pH | [18 empty] | 500 | mg/l | [8 empty] | 1000 | mg/l | [6 empty] | 45 | °C | [8 empty] | 15 | m³/d
CAMBRIDGE STW | S0101CHAUFKA | Consent | Live | No | ACZ 234 | Marshall of Cambridge Aerospace Limited | Airport House | The Airport | Newmarket Road | Cambridge |  | CB5 8RY | 18/03/2015 | Used waters from the washing of vehicles. | Marshall of Cambridge Aerospace Limited | Airport House | The Airport | Newmarket Road | Cambridge |  | CB5 8RY | at the drain located at the vehicle wash, prior to dicharge to the public foul sewer | at Newmarket Road | TL4836059060 | TL4862059190 | [54 empty] | 2500 | mg/l | [54 empty] | 0.4 | l/s | [48 empty] | 11 | pH | 6 | pH | [18 empty] | 1000 | mg/l | [8 empty] | 1000 | mg/l | [6 empty] | 45 | °C | [8 empty] | 0.5 | m³/d
CAMBRIDGE STW | S0101JOHNSKA2 | Consent | Live | No | ACZ 520 | Johnson Matthey | 28 Cambridge Science Park | Milton Road | Cambridge |  |  | CB4 0FP | 15/07/2016 | Used water from a laboratory including sterilised biowaste. | Johnson Matthey PLC | 25 Farringdon Street | London |  |  |  | EC4A 4AB | at one of the manholes behind the building | at Cambridge Science Park | TL4647161468 | TL4646461475 | [54 empty] | 5000 | mg/l | [54 empty] | 0.4 | l/s | [48 empty] | 10 | pH | 6 | pH | [18 empty] | 1000 | mg/l | [16 empty] | 45 | °C | [8 empty] | 0.5 | m³/d
CAMBRIDGE STW | S0101ERCARKA | Consent | Live | No | ACX 156 | Enterprise Rent ACar UK Ltd | Swanns Road | Cambridge |  |  |  | CB5 8LA | 14/12/2012 | Wastewaters arising from the external washing of vehicles only | Enterprise Rent A Car UK Limited | Enterprise House | Delta Way | Egham | Surrey |  | TW20 8RX | at inspection chamber after the wash area, prior to entry to the public foul sewer | at Swanns Road, Cambridge | TL4708059460 | TL4706089480 | [54 empty] | 2500 | mg/l | [54 empty] | 1 | m³/hr | [36 empty] | 250 | mg/l | [10 empty] | 11 | pH | 6 | pH | [18 empty] | 1000 | mg/l | [8 empty] | 1000 | mg/l | [6 empty] | 45 | °C | [8 empty] | 3 | m³/d
CAMBRIDGE STW | S0101MCWHEKA1 | Consent | Live | No | ACZ 704 | Mcwheelieclean & Windows too | 98A Brooks Road | Cambridge |  |  |  | CB1 3HR | 07/07/2017 | Screened used waters from the cleaning of wheelie bins (by a high pressure wash). | Andrew J Raby T/A Mcwheelieclean & Windows too | 98A Brooks Road | Cambridge |  |  |  | CB1 3HR | at a point on the premises prior to discharging to the public foul sewer | at Brooks Road, Cambridge | TL4746257718 | TL4746257718 | [54 empty] | 2000 | mg/l | [54 empty] | 0.3 | l/s | [48 empty] | 11 | pH | 6 | pH | [18 empty] | 1000 | mg/l | [16 empty] | 45 | °C | [8 empty] | 0.333 | m³/d
CAMBRIDGE STW | S0101BPTEVKA0 | Consent | Live | No | ACZ 720 | BP Teversham SF Connect | Newmarket Road | Cambridge |  |  |  | CB5 8AA | 10/08/2017 | Used water from external vehicle washing. | BP Oil UK Limited | Chertsey Road | Sudbury on Thames | Surrey | TW16 7BP |  |  | at a point prior to discharge into the foul sewer | at Newmarket Road, Cambridge | TL4910559272 | TL4874959169 | [54 empty] | 2500 | mg/l | [54 empty] | 0.5 | l/s | [48 empty] | 11 | pH | 6 | pH | [18 empty] | 1000 | mg/l | [16 empty] | 45 | °C | [8 empty] | 6 | m³/d
CAMBRIDGE STW | S0101JEWSOKA | Consent | Live | No | ACZ 77 | Jewson Ltd | Mercers Row | Garlic Row Industrial Estate | Cambridge |  |  | CB5 8HY | 14/07/2014 | Used water from vehicle washing. | Jewson Limited | Saint-Gobain House | Binley Business Park | Coventry |  |  | CV3 2TT | at a point after the interceptor, prior to discharging to the public foul sewer | at Mercers Row | TL4694059530 | TL4692059550 | [54 empty] | 2500 | mg/l | [54 empty] | 1 | l/s | [36 empty] | 250 | mg/l | [10 empty] | 11 | pH | 6 | pH | [18 empty] | 1000 | mg/l | [8 empty] | 1000 | mg/l | [6 empty] | 45 | °C | [8 empty] | 2 | m³/d
CAMBRIDGE STW | S0101ROLPHKA | Direction | Live | No | ADV 02 | The Monarch Launderette | 161 Mill Road | Cambridge |  |  |  | CB1 3AN | 01/07/2010 | Wastewaters arising from the washing of clothes and fabrics. | Mr Martin P Smith | The White Hart House | 107 The Causeway | Burwell | Cambridgeshire |  | CB25 0DU | at a point on the premises prior to discharging to the public foul sewer | at the junction of Sedgewick Street & Mill Road | TL4670057700 | TL4669057700 | [54 empty] | 2000 | mg/l | [54 empty] | 2 | m³/hr | [36 empty] | 100 | mg/l | [10 empty] | 11 | pH | 6 | pH | [18 empty] | 500 | mg/l | [8 empty] | 1000 | mg/l | [6 empty] | 45 | °C | [8 empty] | 8 | m³/d
CAMBRIDGE STW | S0101READYKA | Direction | Live | No | ADY 337 | Lafarge Tarmac Readymix | Cowley Road | Cambridge | Cambridgeshire |  |  | CB4 0DL | 01/04/2014 | Yard runoff and washings generated during the batching and loading of ready mixed concrete. | Lafarge Tarmac Trading Limited | Portland House | Bickenhill Lane | Solihull | Birmingham |  | B37 7BQ | at a point after settlement and prior to discharging to the public foul sewer | Cowley Road, Cambridge | TL4721060950 | TL4705061500 | [54 empty] | 800 | mg/l | [54 empty] | 3 | m³/hr | [36 empty] | 200 | mg/l | [10 empty] | 12 | pH | 6 | pH | [18 empty] | 400 | mg/l | [8 empty] | 1000 | mg/l | [6 empty] | 45 | °C | [8 empty] | 10 | m³/d
CAMBRIDGE STW | S0101EMGANKA | Direction | Live | No | ADV 203 | EMG Anglia Limited | 379-381 Milton Road | Cambridge |  |  |  | CB4 1SR | 01/12/2010 | Wastewater, after passage via an interceptor, from vehicle washing only. | EMG Anglia Limited | 5 Fornham Road | Bury St. Edmunds | Suffolk |  |  | IP32 6AL | at the inspection chamber after the interceptor | at Milton Road, Cambridge | TL4675061240 | TL4675061250 | [54 empty] | 2000 | mg/l | [54 empty] | 2 | m³/hr | [36 empty] | 250 | mg/l | [10 empty] | 11 | pH | 6 | pH | [18 empty] | 1000 | mg/l | [8 empty] | 1000 | mg/l | [6 empty] | 45 | °C | [8 empty] | 10 | m³/d
CAMBRIDGE STW | S0101BARRTKA | Consent | Live | No | ACX 97 | Barr-Tech Specialist Cars Limited | 90 - 92 Cowley Road | Cambridge | Cambridgeshire |  |  | CB4 0DL | 27/09/2012 | Wastewaters arising from the washing of vehicles using jet wash facilities | Barr-Tech Specialist Cars Limited | 90 - 92 Cowley Road | Cambridge | Cambridgeshire |  |  | CB4 0DL | at the inspection chamber situated after the interceptor | at Cowley Road, Cambridge | TL4741061120 | TL4696061400 | [54 empty] | 2500 | mg/l | [54 empty] | 1 | m³/hr | [36 empty] | 250 | mg/l | [10 empty] | 11 | pH | 6 | pH | [18 empty] | 1000 | mg/l | [8 empty] | 1000 | mg/l | [6 empty] | 45 | °C | [8 empty] | 1 | m³/d
CAMBRIDGE STW | S0101CLEANKA | Direction | Live | No | ADU 477 | Veolia ES (UK) Ltd | Cowley Road | Cambridge |  |  |  | CB4 4DN | 01/04/2010 | Wastewater from the external washing of vehicles only. | Veolia ES (UK) Limited | Veolia House | 154A Pentonville Road | London |  |  | N1 9PE | at the inspection chamber after the interceptor | at Cowley Road, Cambridge | TL4730061200 | TL4700061400 | [54 empty] | 4000 | mg/l | [54 empty] | 2 | m³/hr | [36 empty] | 250 | mg/l | [10 empty] | 11 | pH | 6 | pH | [18 empty] | 1000 | mg/l | [8 empty] | 1000 | mg/l | [6 empty] | 45 | °C | [8 empty] | 3 | m³/d
CAMBRIDGE STW | S0101TAKEDKA | Direction | Live | No | ADZ 949 | Astex Therapeutics Limited | 430 Cambridge Science Park | Milton Road | Cambridge |  |  | CB4 0QA | 19/01/2017 | Used waters arising from mouse cage rinsing and sterilised biowaste. | Astex Therapeutics Limited | 436 Cambridge Science Park | Milton Road | Cambridge |  |  | CB4 0QA | at the two manholes receiving the laboratory discharge, located at the rear of the building | at Cambridge Science Park | TL4618761938 | TL4645961938 | [54 empty] | 1500 | mg/l | [54 empty] | 0.8 | l/s | [48 empty] | 10 | pH | 6 | pH | [18 empty] | 1000 | mg/l | [8 empty] | 1000 | mg/l | [6 empty] | 45 | °C | [8 empty] | 15 | m³/d
CAMBRIDGE STW | S0101SHEEPKA | Direction | Live | No | ADP 115 | Sheeps Green Pool | Sheeps Green | Newnham Road | Cambridge |  |  | CB3 9JF | 01/01/2005 | Wastewater from cleaning and backwashing filters and from occasional emptying of pool contents. | Cambridge City Council | Leisure & Recreation Department | Hobson House | 44 St. Andrews Street | Cambridge |  | CB2 3AS | Not specified | Newnham Road | TL4474957425 | TL4475457444 | [54 empty] | 1000 | mg/l | [10 empty] | 10 | mg/l | [42 empty] | 8 | m³/hr | [36 empty] | 100 | mg/l | [10 empty] | 10 | pH | 6 | pH | [18 empty] | 500 | mg/l | [8 empty] | 1000 | mg/l | [6 empty] | 45 | °C | [8 empty] | 8 | m³/d
CAMBRIDGE STW | S0101CAMB KA | Direction | Live | No | ADO 150 | Stagecoach In Cambridge | 100 Cowley Road | Cambridge |  |  |  | CB4 4DN | 01/03/2004 | Wastewater from an automatic bus wash and from the steam cleaning of vehicles | Stagecoach Holdings Limtied | 10 Dunkeld Road | Perth | Scotland |  |  | PH1 5TW | Not specified | Cowley Road | TL4750061380 | TL4750061380 | [54 empty] | 1500 | mg/l | [54 empty] | 4 | m³/hr | [36 empty] | 200 | mg/l | [10 empty] | 10 | pH | 6 | pH | [18 empty] | 500 | mg/l | [8 empty] | 1000 | mg/l | [6 empty] | 45 | °C | [8 empty] | 33 | m³/d
CAMBRIDGE STW | S0101KUWAIKA | Direction | Live | No | ADZ 544 | Malthurst Petroleum Ltd (Cambridge) | 2 Elizabeth Way | Cambridge |  |  |  | CB4 1DF | 01/04/2016 | Used waters from an automatic car wash facility. | Malthurst Petroleum Limited | Vincent House | 4 Grove Lane | Epping | Essex |  | CM16 4LH | at a point prior to discharge to the public foul sewer | at St. Andrews Road, Cambridge | TL4608059430 | TL4608059430 | [54 empty] | 2500 | mg/l | [54 empty] | 0.3 | l/s | [48 empty] | 11 | pH | 6 | pH | [18 empty] | 1000 | mg/l | [16 empty] | 45 | °C | [8 empty] | 3 | m³/d
CAMBRIDGE STW | S0101GIRT KA | Direction | Live | No | ADZ 547 | Malthurst Petroleum Limited (Girton) | Huntingdon Road | Girton | Cambridge |  |  | CB3 0LQ | 01/04/2016 | Used water from an automatic carwash facility. | Malthurst Petroleum Limited | Vincent House | 4 Grove Lane | Epping | Middlesex |  | CM16 4LH | at a point prior to discharge to the public foul sewer | at Huntingdon Road, Cambridge. | TL4282060580 | TL4282060580 | [54 empty] | 2500 | mg/l | [54 empty] | 1 | l/s | [48 empty] | 11 | pH | 6 | pH | [18 empty] | 1000 | mg/l | [16 empty] | 45 | °C | [8 empty] | 8 | m³/d
CAMBRIDGE STW | S0101GREENKA | Direction | Live | No | ADU 524 | Greens Health & Fitness Limited | 213 Cromwell Road | Cambridge |  |  |  | CB1 3BA | 01/04/2010 | Wastewater from the backwashing of swimming pool and spa pool filters and the periodic drain-down of pool contents. | Greens Health & Fitness Limited | 179 Great Portland Street | London |  |  |  | W1W 5LS | at the external inspection chamber near the treatment room | at Cromwell Road | TL4690058620 | TL4695058600 | [54 empty] | 500 | mg/l | [10 empty] | 5 | mg/l | [42 empty] | 18 | m³/hr | [36 empty] | 250 | mg/l | [10 empty] | 10 | pH | 6 | pH | [18 empty] | 500 | mg/l | [8 empty] | 1000 | mg/l | [6 empty] | 45 | °C | [8 empty] | 25 | m³/d
CAMBRIDGE STW | S0101KWIEDKA | Direction | Live | No | ADT 224 | The Launderette | 12 Victoria Avenue | Cambridge |  |  |  | CB4 1EH | 01/01/2009 | Waste waters derived from the washing of clothes and fabrics | Mr Orhan Ugur | 12 Victoria Avenue | Cambridge |  |  |  | CB4 1EH | at a point prior to discharging to the public foul sewer | Victoria Road, Cambridge | TL4538059400 | TL4538059400 | [54 empty] | 2000 | mg/l | [54 empty] | 2 | m³/hr | [36 empty] | 100 | mg/l | [10 empty] | 11 | pH | 6 | pH | [18 empty] | 500 | mg/l | [8 empty] | 1000 | mg/l | [6 empty] | 45 | °C | [8 empty] | 10 | m³/d
CAMBRIDGE STW | S0101KINGSKA | Direction | Live | No | ADP 163 | Kings Hedges Pool | Arbury Road | Cambridge |  |  |  | CB4 2JL | 01/02/2006 | Wastewater from cleaning and backwashing of filters and periodic emptying of pool contents. | Sports & Leisure Management Limited | 4th Floor | Bedford House | 3 Bedford Street | The Strand | London | WC2E 9HD | at a point prior to discharge into the public foul sewer | at Jedburgh Close, Cambridge | TL4504861348 | TL4503561386 | [54 empty] | 1000 | mg/l | [10 empty] | 10 | mg/l | [42 empty] | 8 | m³/hr | [36 empty] | 100 | mg/l | [10 empty] | 10 | pH | 6 | pH | [18 empty] | 500 | mg/l | [8 empty] | 1000 | mg/l | [6 empty] | 45 | °C | [8 empty] | 8 | m³/d
CAMBRIDGE STW | S0101ROYALKA | Direction | Live | No | ADU 521 | Royal Mail | Royal Mail House | Clifton Road | Cambridge |  |  | CB1 7QQ | 01/04/2010 | Wastewater, after passage via an interceptor, from the external washing of vehicles only. | Royal Mail Group Limited | 100 Victoria Embankment | London |  |  |  | EC4Y 0HQ | at the inspection chamber after the interceptor | at Clifton Road | TL4621056990 | TL4624056990 | [54 empty] | 2000 | mg/l | [54 empty] | 2 | m³/hr | [36 empty] | 250 | mg/l | [10 empty] | 11 | pH | 6 | pH | [18 empty] | 1000 | mg/l | [8 empty] | 1000 | mg/l | [6 empty] | 45 | °C | [8 empty] | 15 | m³/d
CAMBRIDGE STW | S0101JESUSKA | Direction | Live | No | ADP 162 | Jesus Green Pool | Jesus Green | Cambridge |  |  |  | CB4 3AX | 01/01/2006 | Wastewater from cleaning and backwashing of filters and periodic emptying of swimming pool contents. | Sports & Leisure Management Limited | 4th Floor | Bedford House | 3 Bedford Street | The Strand | London | WC2E 9HD | at a point prior to discharge into the public foul sewer | at Park Parade | TL4515059390 | TL4515059380 | [54 empty] | 1000 | mg/l | [10 empty] | 10 | mg/l | [42 empty] | 8 | m³/hr | [36 empty] | 100 | mg/l | [10 empty] | 10 | pH | 6 | pH | [18 empty] | 500 | mg/l | [8 empty] | 1000 | mg/l | [6 empty] | 45 | °C | [8 empty] | 8 | m³/d
CAMBRIDGE STW | S0101LEYSSKA | Consent | Live | No | ACZ 385 | The Leys School | Trumpington Road | Cambridge |  |  |  | CB2 7AD | 16/10/2015 | Used water from the filter backwashing process, and periodic drain-down of swimming pool contents. | The Leys and St Faith's Schools Foundation | The Leys School | Trumpington Road | Cambridge |  |  | CB2 7AD | at a point prior to discharge to the public foul sewer | at Trumpington Road, Cambridge | TL4508157263 | TL4516357311 | [54 empty] | 1000 | mg/l | [10 empty] | 5 | mg/l | [42 empty] | 6 | l/s | [48 empty] | 10 | pH | 6 | pH | [18 empty] | 1000 | mg/l | [16 empty] | 45 | °C | [8 empty] | 3 | m³/d
CAMBRIDGE STW | S0101DOMINKA | Direction | Live | No | ADP 73 | Pace Petroleum Limited | Ditton Walk | Cambridge |  |  |  | CB5 8QD | 01/12/2005 | Wastewater comprising vehicle wash waters and contaminated surface water. | Pace Petroleum Limited | Burgan House | The Causeway | Staines | Middlesex |  | TW18 3PA | at a point prior to discharge into the public sewer | at Ditton Walk, Cambridge | TL4740059600 | TL4740059600 | [54 empty] | 1000 | mg/l | [54 empty] | 2 | m³/hr | [36 empty] | 150 | mg/l | [10 empty] | 10 | pH | 6 | pH | [18 empty] | 400 | mg/l | [8 empty] | 1000 | mg/l | [6 empty] | 45 | °C | [8 empty] | 10 | m³/d
CAMBRIDGE STW | S0101NEWS KA | Direction | Live | No | ADW 182 | Cambridge Newspapers Limited | Winship Road | Milton | Cambridge |  |  | CB24 6PP | 01/01/2012 | Wastewater arising from the external washing of vehicles only. | Cambridge Newspapers Limited | Winship Road | Milton | Cambridge |  |  | CB24 6PP | at a point prior to discharge into the public foul sewer | at Cambridge Road, Milton | TL4780062600 | TL4780062600 | [54 empty] | 2500 | mg/l | [54 empty] | 1 | m³/hr | [36 empty] | 250 | mg/l | [10 empty] | 11 | pH | 6 | pH | [18 empty] | 1000 | mg/l | [8 empty] | 1000 | mg/l | [6 empty] | 45 | °C | [8 empty] | 3 | m³/d
CAMBRIDGE STW | S0101ABBEYKA | Direction | Live | No | ADP 161 | The Abbey Pool | Pool Way | Cambridge |  |  |  | CB5 8NT | 01/02/2006 | Wastewater from the cleaning and backwashing of pool filters and the periodic emptying of the swimming pools. | Sports & Leisure Management Limited | 4th Floor | Bedford House | 3 Bedford Street | The Strand | London | WC2E 9HD | at a point prior to discharge into the public foul sewer | at Coldhams Common, Cambridge | TL4735058952 | TL4745359003 | [54 empty] | 1000 | mg/l | [10 empty] | 10 | mg/l | [42 empty] | 8 | m³/hr | [36 empty] | 100 | mg/l | [10 empty] | 10 | pH | 6 | pH | [18 empty] | 500 | mg/l | [8 empty] | 1000 | mg/l | [6 empty] | 45 | °C | [8 empty] | 8 | m³/d
CAMBRIDGE STW | S0101MISRCKA | Consent | Live | No | ACZ 548 | Microsoft Research Cambridge | 21 Station Road | Cambridge |  |  |  | CB1 2FB | 17/08/2016 | Used water arising from the rinsing of laboratory equipment and sterilised biowaste. | Microsoft Research Limited | 21 Station Road | Cambridge |  |  |  | CB1 2FB | at a point prior to discharge into the foul sewer | at Station Road, Cambridge | TL4602257323 | TL4603257289 | [54 empty] | 2000 | mg/l | [54 empty] | 1 | l/s | [48 empty] | 10 | pH | 6 | pH | [18 empty] | 1000 | mg/l | [16 empty] | 45 | °C | [8 empty] | 0.005 | m³/d
CAMBRIDGE STW | S0101BASURKA2 | Consent | Live | No | ACZ 715 | British Antarctic Survey | High Cross | Madingley Road | Cambridge |  |  | CB3 0ET | 24/07/2017 | Used water from laboratories and sea water from aquarium tanks containing disinfectants. | British Antarctic Survey | High Cross | Madingley Road | Cambridge |  |  | CB3 0ET | at the first of two wet wells in the main car park located just before the site buildings | at Madingley Road, Cambridge | TL4216459117 | TL4213359373 | [54 empty] | 2000 | mg/l | [54 empty] | 1.1 | l/s | [48 empty] | 10 | pH | 6 | pH | [18 empty] | 1000 | mg/l | [16 empty] | 45 | °C | [8 empty] | 4.5 | m³/d
CAMBRIDGE STW | S0101COWCCKA1 | Consent | Live | No | TECO-0007-2017 | Cowley Road Compound (Former Park & Ride Site) | Cowley Road | Cambridge |  |  |  | CB4 0DT | 12/01/2018 | Used water, after passage via an interceptor, from the external washing of vehicles only. | Cambridge City Council | The Guildhall | Cambridge |  |  |  | CB22 3QJ | the manhole after the interceptor to the right of the reception building by the site entrance | a point on the former Park & Ride site | TL4707961316 | TL4708661328 | [54 empty] | 2500 | mg/l | [54 empty] | 1 | l/s | [48 empty] | 11 | pH | 6 | pH | [18 empty] | 1000 | mg/l | [16 empty] | 45 | °C | [8 empty] | 5 | m³/d
CAMBRIDGE STW | S0101MOLENKA | Direction | Live | No | TEDI-0089-2019 | UK Research and Innovation | MRC Laboratory of Molecular Biology | Francis Crick Avenue | Cambridge Biomedical Campus | Cambridge |  | CB2 0QH | 16/12/2019 | Used waters arising from molecular biology research applications and zebrafish tank used for scientific research purposes. | UK Research and Innovation | MRC Laboratory of Molecular Biology | Francis Crick Avenue | Cambridge Biomedical Campus | Cambridge |  | CB2 0QH | the foul water manhole 69 situated at the North entrance to the site | Hills Road, Cambridge | TL4606055200 | TL4674955072 | [54 empty] | 2000 | mg/l | [54 empty] | 1 | l/s | [48 empty] | 10 | pH | 6 | pH | [18 empty] | 1000 | mg/l | [16 empty] | 45 | °C | [8 empty] | 6 | m³/d
CAMBRIDGE STW | S0101RMCREKA | Direction | Live | No | TEDI-0032-2020 | Cemex UK Operations Limited | Winship Industrial Estate | Milton | Cambridge |  |  | CB24 6BQ | 26/04/2020 | Used waters arising from contaminated yard run-off only after passage through an interceptor. | Cemex UK Operations Limited | Cemex House | Evreux Way | Rugby | Warwickshire |  | CV21 2DT | a point after the interceptor and prior to discharging to the public foul sewer | Cambridge Road, Milton | TL4750062310 | Tl4740062150 | [54 empty] | 2000 | mg/l | [54 empty] | 1 | l/s | [48 empty] | 12 | pH | 6 | pH | [18 empty] | 1000 | mg/l | [16 empty] | 45 | °C | [8 empty] | 10 | m³/d
CAMBRIDGE STW | S0101ANNEMKA1 | Consent | Live | No | TECO-0039-2020 | University of Cambridge | Anne McLaren Building | 90 Francis Crick Avenue | Cambridge | Cambridgeshire |  | CB2 0BA | 22/05/2020 | Used water from biomedical research. | University of Cambridge | The Old Schools | Trinity Lane | Cambridge | Cambridgeshire |  | CB2 1TS | the inspection chamber FWMH022 adjacent to site entrance prior to discharging to the public foul sewer | the sewer on Red Cross Lane at Addenbrookes, Cambridge | TL4597255061 | TL4674855073 | [54 empty] | 2000 | mg/l | [54 empty] | 1 | l/s | [48 empty] | 10 | pH | 6 | pH | [18 empty] | 1000 | mg/l | [16 empty] | 43.3 | °C | [8 empty] | 20 | m³/d
CAMBRIDGE STW | S0101CNBIOKA1 | Consent | Live | No | TECO-0042-2020 | CN Bio Innovations Limited | Unit 332 | Cambridge Science Park | Milton Road | Cambridge | Cambridgeshire | CB4 0WN | 29/05/2020 | Used water arising from the cleaning and washing of biomedical laboratory equipment. | CN Bio Innovations Limited | 30 Upper High Street | Thame | Oxfordshire |  |  | OX9 3EZ | a point prior to the discharge into the public foul sewer | Cambridge Science Park, Cambridge | TL4636761680 | TL4647161499 | [54 empty] | 2000 | mg/l | [54 empty] | 0.2 | l/s | [48 empty] | 10 | pH | 6 | pH | [18 empty] | 1000 | mg/l | [16 empty] | 43.3 | °C | [8 empty] | 0.2 | m³/d
CAMBRIDGE STW | S0101OVALTKA1 | Consent | Live | No | TECO-0048-2020 | Oval Medical Technologies Limited | Unit 3 | Enterprise 3930 | Cambridge Research Park, Beach Drive | Waterbeach | Cambridgeshire | CB25 9PE | 28/05/2020 | Used water arising from the small scale laboratory testing of auto-injectors for medical devices. | Oval Medical Technologies Limited | Shakespeare House | 42 Newmarket Road | Cambridge | Cambridgeshire |  | CB5 8EP | a point prior to discharging to the public foul sewer | Landbeach - Cambridge Research Park Pumping station (LABCSP) | TL4792367737 | TL4831468144 | [54 empty] | 2000 | mg/l | [54 empty] | 0.002 | l/s | [48 empty] | 10 | pH | 6 | pH | [18 empty] | 1000 | mg/l | [16 empty] | 43.3 | °C | [8 empty] | 0.002 | m³/d
CAMBRIDGE STW | S0101CHEAHKA1 | Consent | Live | No | TECO-0158-2020 | Jeffery Cheah Biomedical Centre | Puddicombe Way | Cambridge Biomedical Campus | Cambridge |  |  | CB2 0AW | 03/12/2020 | Used water from various biomedical research projects. | University of Cambridge | The Old Schools | Trinity Lane | Cambridge |  |  | CB2 1TN | the pumping station in basement | the rising main leaving site in Puddicombe Way | TL4619655321 | TL4621555377 | [54 empty] | 2500 | mg/l | [54 empty] | 3 | l/s | [48 empty] | 10 | pH | 6 | pH | [18 empty] | 1000 | mg/l | [16 empty] | 43 | °C | [8 empty] | 70 | m³/d
CAMBRIDGE STW | S0101MFORDKA1 | Direction | Live | No | TEDI-0211-2020 | Marshall Ford Store | 699 Newmarket Road | Cambridge |  |  |  | CB5 8SQ | 10/04/2021 | Used water, after passage via an interceptor, from the external washing of vehicles. | Marshall Motors Holdings Plc | Airport House | The Airport | Cambridge |  |  | CB5 8RY | a point after the interceptor, prior to discharge to the public foul sewer | Newmarket Road | TL4870459274 | TL4854159202 | [54 empty] | 2500 | mg/l | [54 empty] | 1 | l/s | [48 empty] | 11 | pH | 6 | pH | [18 empty] | 1000 | mg/l | [16 empty] | 43 | °C | [8 empty] | 0.5 | m³/d
CAMBRIDGE STW | S0101FRANCKA | Direction | Live | No | TEDI-0212-2020 | Marshall Motor Group Limited | Franchise Vehicle Wash | 699 Newmarket Road | Cambridge |  |  | CB5 8SQ | 13/04/2021 | Used water, after passage via an interceptor, from the external washing of vehicles. | Marshall Motor Group Limited | Airport House | The Airport | Cambridge |  |  | CB5 8RY | the inspection chamber after the interceptor prior to discharging to the public foul sewer | Newmarket Road, Cambridge | TL4872759307 | TL4868559254 | [54 empty] | 2500 | mg/l | [54 empty] | 1 | l/s | [48 empty] | 11 | pH | 6 | pH | [18 empty] | 1000 | mg/l | [16 empty] | 43 | °C | [8 empty] | 3 | m³/d
CAMBRIDGE STW | S0101LANDRKA | Direction | Live | No | TEDI-0213-2020 | Jaguar Landrover | 699 Newmarket Road | Cambridge |  |  |  | CB5 8SQ | 13/04/2021 | Used water, after passage via an interceptor, from the external washing of vehicles. | Marshall Motor Group Limited | Airport House | The Airport | Cambridge |  |  | CB5 8RY | the inspection chamber after the interceptor, prior to discharging to the public foul sewer | Newmarket Road, Cambridge | TL4835459303 | TL4854159202 | [54 empty] | 2500 | mg/l | [54 empty] | 1 | l/s | [48 empty] | 11 | pH | 6 | pH | [18 empty] | 1000 | mg/l | [16 empty] | 43 | °C | [8 empty] | 1 | m³/d
CAMBRIDGE STW | S0101CPHARKA1 | Consent | Live | No | TECO-0007-2021 | Cambridge Pharma Limited | Unit 4 Enterprise 3940 | Cambridge Research Park | Beach Drive | Waterbeach | Cambridgeshire | CB25 9PE | 23/03/2021 | Used water from the cleaning, sterilising, filling and packaging of pharmaceutical auto-injectors and water treatment rinses. | Cambridge Pharma Limited | C/O Hewitsons LLP, Shakespeare House | 42 Newmarket Road | Cambridge |  |  | CB5 8EP | the manhole to the right of the site | Cambridge Research Park pumping station within the research park site curtilage | TL4792967684 | TL4831468145 | [54 empty] | 3000 | mg/l | [54 empty] | 2 | l/s | [48 empty] | 10 | pH | 6 | pH | [18 empty] | 750 | mg/l | [16 empty] | 43 | °C | [8 empty] | 5 | m³/d
CAMBRIDGE STW | S0101CIRCUKA | Direction | Live | No | TEDI-0193-2020 | Cambridge Circuit Company Limited | 4 Winship Road | Milton | Cambridge |  |  | CB24 6BQ | 22/03/2021 | Used water comprising rinse waters from the manufacturing of printed circuit boards. | Cambridge Circuit Company Limited | 4 Winship Road | Milton | Cambridge |  |  | CB24 6BQ | the pumping chamber after the effluent treatment plant | Winship Road, Milton | TL4751162279 | TL4761062290 | [24 empty] | 50 | mg/l | [28 empty] | 1500 | mg/l | [16 empty] | 3 | mg/l | [36 empty] | 0.6 | l/s | [48 empty] | 10 | pH | 6 | pH | [18 empty] | 200 | mg/l | [16 empty] | 43 | °C | [8 empty] | 15 | m³/d
CAMBRIDGE STW | S0101INCINKA | Direction | Live | No | TEDI-0018-2021 | Boiler House BU10 | Addenbrookes Hospital | Hills Road | Cambridge |  |  | CB2 2QQ | 21/07/2021 | Used waters from the boiler house including boiler blow down and rinse waters from water treatment. | Cambridge University Hospitals NHS Foundation Trust | Addenbrookes Hospital | Hills Road | Cambridge |  |  | CB2 2QQ | the inspection chamber outside of the boiler house (associated with discharge ref: "D.Point No.1 - CESU Bu10") | Hills Road, Cambridge (Manhole No. 7304) | TL4641055230 | TL4670355381 | [54 empty] | 1000 | mg/l | [54 empty] | 0.6 | l/s | [48 empty] | 12 | pH | 6 | pH | [18 empty] | 500 | mg/l | [16 empty] | 43 | °C | [8 empty] | 20 | m³/d
CAMBRIDGE STW | S0101LORANKA2 | Consent | Live | No | TECO-0149-2020 | Dr Reddy (EU) Limited | Unit 410 Cambridge Science Park | Cambridge |  |  |  | CB4 0PE | 25/11/2020 | Wastewater arising from the research and development of pharmaceuticals. | Dr Reddy (EU) Limited | 6 Riverview Road | Beverley | East Yorkshire |  |  | HU17 0LD | the inspection chamber in front of building, prior to discharge to the public foul sewer | the front of the premises, Cambridge Science Park, Cambridge | TL4605061750 | TL4605161764 | [54 empty] | 1000 | mg/l | [54 empty] | 0.3 | l/s | [48 empty] | 10 | pH | 6 | pH | [18 empty] | 500 | mg/l | [16 empty] | 43 | °C | [8 empty] | 3 | m³/d
CAMBRIDGE STW | S0101CALVEKA | Direction | Live | No | TEDI-0117-2020 | Calverley's Brewery Ltd | 23A Hooper Street | Cambridge | Cambridgeshire |  |  | CB1 2NZ | 17/05/2021 | Used waters arising from a brewery. | Calverley's Brewery Limited | 87 Scholars Walk | Cambridge | Cambridgeshire |  |  | CB1 1DW | the outlet from the internal balancing tank, prior to discharge to the public foul sewer | Hooper Street, Cambridge | TL4652058070 | TL4648058040 | [54 empty] | 5000 | mg/l | [54 empty] | 0.3 | l/s | [48 empty] | 10 | pH | 6 | pH | [18 empty] | 1000 | mg/l | [16 empty] | 43 | °C | [8 empty] | 1 | m³/d
CAMBRIDGE STW | S0101IONIXKA | Direction | Live | No | TEDI-0221-2020 | Takeda Cambridge Limited | 418 Cambridge Science Park | Milton Road | Cambridge |  |  | CB4 0PA | 16/02/2021 | Used water from pharmaceutical research and development. | Takeda Cambridge Limited | 418 Cambridge Science Park | Milton Road | Cambridge |  |  | CB4 0PA | the inspection chamber at the side of the building | Cambridge Science Park | TL4608061840 | TL4610061840 | [54 empty] | 1500 | mg/l | [54 empty] | 0.6 | l/s | [48 empty] | 10 | pH | 6 | pH | [18 empty] | 800 | mg/l | [16 empty] | 43 | °C | [8 empty] | 5 | m³/d
CAMBRIDGE STW | S0101LABB4KA | Direction | Live | No | TEDI-0052-2021 | Lab Block BU4 | Addenbrookes Hospital | Hills Road | Cambridge |  |  | CB2 0QQ | 05/12/2021 | Used water from research and diagnostics laboratories. | Cambridge University Hospitals NHS Foundation Trust | Addenbrookes Hospital | Hills Road | Cambridge |  |  | CB2 0QQ | the inspection chamber to the left of the main entrance to Addenbrookes A & E (Discharge point No. 10 - BU 4 F064) | Hills Road | TL4657255194 | TL4675055300 | [54 empty] | 2000 | mg/l | [54 empty] | 1.4 | l/s | [48 empty] | 10 | pH | 6 | pH | [18 empty] | 1000 | mg/l | [16 empty] | 43 | °C | [8 empty] | 15 | m³/d
CAMBRIDGE STW | S0101BLOODKA | Direction | Live | No | TEDI-0055-2021 | NHS Blood & Transplant | Cambridge Centre | Long Road | Cambridge |  |  | CB2 0PT | 26/07/2021 | Used water derived from water treatment processes and autoclaves associated with research and testing at the blood transfusion service facility. | Cambridge University Hospitals NHS Foundation Trust | Addenbrookes Hospital | Hills Road | Cambridge |  |  | CB2 2QQ | the inspection chamber in the footpath on Adrian Way | manhole No. 4502 on Long Road | TL4643055430 | TL4645055570 | [54 empty] | 1100 | mg/l | [54 empty] | 0.56 | l/s | [48 empty] | 10 | pH | 6 | pH | [18 empty] | 800 | mg/l | [16 empty] | 43 | °C | [8 empty] | 10 | m³/d
CAMBRIDGE STW | S0101REGNTKA1 | Consent | Live | No | TECO-0109-2021 | Cambridge University - CISL | 1 Regent Street | Cambridge | Cambridgeshire |  |  | CB2 1GG | 16/06/2021 | Contaminated water ingress collected from a lift shaft cavity. | Cambridge University | The Old Schools, Trinity Lane, | Cambridge, | Cambridgeshire |  |  | CB2 1TS | a point before entry to public foul sewer | Park Terrace | TL4534158179 | TL4537558177 | [54 empty] | 1000 | mg/l | [54 empty] | 0.3 | l/s | [48 empty] | 10 | pH | 6 | pH | [18 empty] | 500 | mg/l | [16 empty] | 43 | °C | [8 empty] | 0.5 | m³/d
CAMBRIDGE STW | S0101CEP KA | Direction | Live | Yes | TEDI-0168-2021 | Cambridge Electro Plating Limited | 21-25 Union Lane | Cambridge |  |  |  | CB4 1PR | 19/08/2021 | Rinse waters only from one or more of the following electroplating/surface finishing processes: i) copper, nickel, zinc, tin electroplating, ii) sulphuric acid anodising, iii) alochrom, iv) tri-valent chrome passivation, v) cyanide nickel stripping. | Cambridge Electro Plating Limited | 21-25 Union Lane | Cambridge |  |  |  | CB4 1PR | the inspection chamber in the yard before the drain from the toilet block | Union Lane, Cambridge | TL4616359890 | TL4619959908 | [22 empty] | 100 | mg/l | [24 empty] | 0.05 | mg/l |  |  |  |  | 500 | mg/l | [12 empty] | 3 | mg/l |  |  | 3 | mg/l |  |  |  |  | 1 | mg/l | 1.5 | mg/l | [28 empty] | 2 | l/s | [20 empty] | 50 | ng/l | [10 empty] | 3 | mg/l | [14 empty] | 10 | pH | 6 | pH | [18 empty] | 300 | mg/l | [16 empty] | 43 | °C | 1.5 | mg/l | [6 empty] | 45 | m³/d | [14 empty] | 5 | mg/l
CAMBRIDGE STW | S0101CHEMIKA | Direction | Live | Yes | TEDI-0173-2021 | University Chemical Laboratory | Lensfield Road | Cambridge |  |  |  | CB2 1EW | 13/10/2021 | Used water from scientific teaching and research activities. | University of Cambridge | The Old Schools | Trinity Lane | Cambridge |  |  | CB2 1TS | the inspection chamber in the Union Road passage way | Union Road | TL4542057621 | TL4540757599 | [54 empty] | 1500 | mg/l | [54 empty] | 3.4 | l/s | [20 empty] | 0.001 | mg/l | [26 empty] | 10 | pH | 6 | pH | [18 empty] | 800 | mg/l | [16 empty] | 43 | °C | [8 empty] | 75 | m³/d
CAMBRIDGE STW | S0101GURDOKA | Direction | Live | No | TEDI-0174-2021 | Wellcome Trust Cancer Research UK - Gurdon Institute | Tennis Court Road | Cambridge |  |  |  | CB2 1QN | 13/10/2021 | Used waters from laboratories undertaking biomedical research. | University of Cambridge | The Old Schools | Trinity Lane | Cambridge |  |  | CB2 1TS | the inspection chamber in the grass at the rear of the building | Trumpington Street, Cambridge | TL4514757716 | TL4510057752 | [54 empty] | 1500 | mg/l | [54 empty] | 3 | l/s | [48 empty] | 10 | pH | 6 | pH | [18 empty] | 500 | mg/l | [16 empty] | 43 | °C | [8 empty] | 55 | m³/d
CAMBRIDGE STW | S0101DOWNIKA | Direction | Live | Yes | TEDI-0175-2021 | University of Cambridge - Downing Site | Downing Site - Tennis Court Road | Cambridge |  |  |  | CB2 1QW | 13/12/2021 | Used water from scientific teaching and research activities. | University of Cambridge | The Old Schools | Trinity Lane | Cambridge |  |  | CB2 1TS | a point prior to discharge into the public foul sewer | Downing Street | TL4508058183 | TL4507158206 | [54 empty] | 1500 | mg/l | [54 empty] | 3.6 | l/s | [20 empty] | 0.001 | mg/l | [26 empty] | 10 | pH | 6 | pH | [18 empty] | 800 | mg/l | [16 empty] | 43 | °C | [8 empty] | 100 | m³/d
CAMBRIDGE STW | S0101HEYCOKA | Direction | Live | Yes | TEDI-0177-2021 | New Museums Site (Heycock Discharge) | Pembroke Street | Cambridge |  |  |  | CB2 1QW | 17/01/2022 | Used water from scientific teaching and research activities. | University of Cambridge | The Old Schools | Trinity Lane | Cambridge |  |  | CB2 1TS | the gates to the pedestrian entrance to the building | Pembroke Street | TL4494758158 | TL4494958156 | [54 empty] | 3500 | mg/l | [16 empty] | 3 | mg/l | [36 empty] | 0.5 | l/s | [10 empty] | 3 | mg/l | [8 empty] | 0.001 | mg/l | [26 empty] | 10 | pH | 6 | pH | [18 empty] | 800 | mg/l | [16 empty] | 43 | °C | [8 empty] | 3 | m³/d | [14 empty] | 5 | mg/l
CAMBRIDGE STW | S0101HUCANKA | Direction | Live | No | TEDI-0178-2021 | University of Cambridge | Cambridge Institute - CRUK | Li Ka Shing Centre | Robinson Way | Cambridge |  | CB2 0RE | 01/12/2021 | Used water from a biomedical research laboratory. | University of Cambridge | The Old Schools | Trinity Lane | Cambridge |  |  | CB2 1TS | the inspection chamber near the building entrance | Long Road, Cambridge | TL4614355341 | TL4621455378 | [54 empty] | 2000 | mg/l | [54 empty] | 2.8 | l/s | [48 empty] | 10 | pH | 6 | pH | [18 empty] | 800 | mg/l | [16 empty] | 43 | °C | [8 empty] | 95 | m³/d
CAMBRIDGE STW | S0101LAKESKA | Direction | Live | No | TEDI-0180-2021 | Cambridge Lakes Industrial Estate (Former quarry/refuse site) | Cambridge Lakes Industrial Estate | Coldhams Lane | Cambridge |  |  | CB1 3JS | 06/09/2021 | Leachate from a closed refuse site. | Railway Pension Nominees Limited | 100 Liverpool Street | London |  |  |  | EC2M 2AT | the wet well of the leachate pumping station prior to discharging into the public foul sewer | Coldhams Lane, Cambridge | TL4831257462 | TL4847457476 | [24 empty] | 200 | mg/l | [28 empty] | 500 | mg/l |  |  |  |  | 1000 | mg/l | [24 empty] | 1 | µg/l | [22 empty] | 4.2 | l/s | [18 empty] | 50 | µg/l | [28 empty] | 10 | pH | 6 | pH | [18 empty] | 500 | mg/l | [16 empty] | 43 | °C | [8 empty] | 100 | m³/d | [14 empty] | 3 | mg/l
CAMBRIDGE STW | S0101FITZWKA | Direction | Live | No | TEDI-0179-2021 | Department of Pathology (Fitzwilliam Gate) | Downing Site | Tennis Court Road | Cambridge |  |  | CB2 1QW | 06/12/2021 | Used water from scientific teaching and research activities. | University of Cambridge | The Old Schools | Trinity lane | Cambridge |  |  | CB2 1TS | the inspection chamber next to the gate | Tennis Court Road | TL4510057970 | TL4509057970 | [54 empty] | 1500 | mg/l | [54 empty] | 2.22 | l/s | [48 empty] | 10 | pH | 6 | pH | [18 empty] | 800 | mg/l | [16 empty] | 43 | °C | [8 empty] | 80 | m³/d
CAMBRIDGE STW | S0101CWBABKA2 | Consent | Live | No | TECO-0178-2021 | Cambridge Water - Babraham WTW | Babraham WTW | Babraham Road | Babraham | Cambridgeshire |  | CB22 3AF | 06/09/2021 | Water used in a Nitrate Removal Ion Exchange Plant supplying potable water. | South Staffordshire PLC | Green Lane | Walsall | West Midlands |  |  | WS2 7PD | the inspection point within the boundary of the Cambridge Water site at Babraham | Haverhill Road, Stapleford, Cambridge | TL5030051620 | TL4782052070 | [54 empty] | 1000 | mg/l |  |  |  |  | 15000 | mg/l | [48 empty] | 1.11 | l/s | [48 empty] | 10 | pH | 6 | pH | [18 empty] | 500 | mg/l | [8 empty] | 2000 | mg/l | [6 empty] | 43 | °C | [8 empty] | 30 | m³/d | 1000 | mg/l
CAMBRIDGE STW | S0101ARCHWKA | Direction | Live | Yes | TEDI-0196-2021 | New Museums Site (Main Archway Discharge) | Pembroke Street | Cambridge |  |  |  | CB2 3QZ | 15/11/2021 | Used water from scientific teaching and research activities. | University of Cambridge | The Old Schools | Trinity Lane | Cambridge |  |  | CB2 1TS | the drain on the LHS inside the New Museums Archway yard | Downing Street | TL4500158201 | TL4501958183 | [54 empty] | 1500 | mg/l | [54 empty] | 1.4 | l/s | [20 empty] | 0.01 | mg/l | [26 empty] | 10 | pH | 6 | pH | [18 empty] | 800 | mg/l | [16 empty] | 43 | °C | [8 empty] | 15 | m³/d
CAMBRIDGE STW | S0101ASTEXKA | Direction | Live | No | TEDI-0200-2021 | Astex Therapeutics Limited | 436 Cambridge Science Park | Milton Road | Cambridge |  |  | CB4 0QA | 15/12/2021 | Used water from pharmaceutical research and development. | Astex Therapeutics Limited | 436 Cambridge Science Park | Milton Road | Cambridge |  |  | CB4 0QA | the private pumping station wet-well on the premises | Kings Hedges Drive | TL4620061950 | TL4598461852 | [54 empty] | 1500 | mg/l | [54 empty] | 0.84 | l/s | [48 empty] | 10 | pH | 6 | pH | [18 empty] | 800 | mg/l | [16 empty] | 43 | °C | [8 empty] | 15 | m³/d
CAMBRIDGE STW | S0101FRANKKA | Direction | Live | No | TEDI-0204-2021 | Frank Lee Centre - Addenbrookes Hospital | Richard Howe Way | Cambridge |  |  |  | CB2 0SN | 03/01/2022 | Used water from the backwashing of swimming pool filters. | Cambridge University Hospitals NHS Foundation Trust | Addenbrookes Hospital | Hills Road | Cambridge |  |  | CB2 0QQ | the inspection chamber outside of the building (associated with discharge ref: "D.Point No.8 - FLC") | Hills Road, Cambridge (Manhole No. 7304) | TL4631755205 | TL4670355381 | [54 empty] | 1000 | mg/l | [10 empty] | 10 | mg/l | [42 empty] | 1.11 | l/s | [48 empty] | 10 | pH | 6 | pH | [18 empty] | 1000 | mg/l | [16 empty] | 43 | °C | [8 empty] | 42.5 | m³/d
CAMBRIDGE STW | S0101CRCWEKA | Direction | Live | No | TEDI-0209-2021 | Gleeson Building - MRC Toxicology Unit | Tennis Court Road | Cambridge |  |  |  | CB2 1QJ | 21/12/2021 | Used water from scientific teaching and research activities. | University of Cambridge | The Old Schools | Trinity Lane | Cambridge |  |  | CB2 1TS | a point in the service yard next to the glass house (pumped line) | Trumpington Street | TL4512157780 | TL4509057770 | [54 empty] | 2500 | mg/l | [54 empty] | 2.5 | l/s | [48 empty] | 10 | pH | 6 | pH | [18 empty] | 800 | mg/l | [16 empty] | 43 | °C | [8 empty] | 25 | m³/d
CAMBRIDGE STW | S0101PHARMKA | Direction | Live | No | TEDI-0197-2021 | Department of Pharmacology | Tennis Court Road | Cambridge |  |  |  | CB2 1QJ | 17/11/2021 | Used water from scientific teaching and research activities. | University of Cambridge | The Old Schools | Trinity Lane | Cambridge |  |  | CB2 1TS | the inspection chamber in the footpath to the services yard | Tennis Court Road | TL4515057840 | TL4516057850 | [54 empty] | 1500 | mg/l | [54 empty] | 0.6 | l/s | [48 empty] | 10 | pH | 6 | pH | [18 empty] | 800 | mg/l | [16 empty] | 43 | °C | [8 empty] | 10 | m³/d
CAMBRIDGE STW | S0101CEBIOKA0 | Direction | Live | No | TEDI-0213-2021 | Department of Chemical Engineering and Biotechnology | University of Cambridge - West Cambridge Site | Philippa Fawcett Drive | Cambridge |  |  | CB3 0AS | 06/12/2021 | Used water arising from (i) the rinsing of laboratory equipment and glassware, (ii) water purifying processes. | University of Cambridge | The Old Schools | Trinity Lane | Cambridge |  |  | CB2 1TS | the manhole to the south side of the building | Madingley Road, Cambridge | TL4262958793 | TL4248759295 | [54 empty] | 2000 | mg/l | [54 empty] | 1 | l/s | [48 empty] | 10 | pH | 6 | pH | [18 empty] | 1000 | mg/l | [16 empty] | 43 | °C | [8 empty] | 30 | m³/d
CAMBRIDGE STW | S0101BIOCHKA | Direction | Live | No | TEDI-0210-2021 | Department of Biochemistry | New Building | Tennis Court Road | Cambridge |  |  | CB2 1QW | 21/12/2021 | Used waters from scientific teaching and research activities. | University of Cambridge | The Old Schools | Trinity Lane | Cambridge |  |  | CB2 1TS | the inspection chamber within the pedestrian access gate, to the side of the Sanger Building | Tennis Court Road | TL4520957723 | TL4519357772 | [54 empty] | 1000 | mg/l | [54 empty] | 0.3 | l/s | [48 empty] | 10 | pH | 6 | pH | [18 empty] | 800 | mg/l | [16 empty] | 43 | °C | [8 empty] | 10 | m³/d
CAMBRIDGE STW | S0101VETSCKA | Direction | Live | Yes | TEDI-0257-2021 | University of Cambridge - Veterinary School | Madingley Road | Cambridge |  |  |  | CB3 0ES | 07/02/2022 | Used water from scientific teaching and research activities. | University of Cambridge | The Old Schools | Trinity Lane | Cambridge |  |  | CB2 1TS | the inspection chamber behind main building by the portacabin | Madingley Road | TL4280059081 | TL4277759286 | [54 empty] | 1500 | mg/l | [54 empty] | 1.67 | l/s | [20 empty] | 0.001 | mg/l | [26 empty] | 10 | pH | 6 | pH | [18 empty] | 800 | mg/l | [16 empty] | 43 | °C | [8 empty] | 75 | m³/d
CAMBRIDGE STW | S0101VEOLIKA | Direction | Live | No | TEDI-0254-2021 | Veolia ES (UK) Limited | Cambridge Waste Management Centre | Cowley Road | Cambridge | Cambridgeshire |  | CB4 0DN | 01/03/2022 | Site run off after passage through an interceptor from a non-hazardous waste management centre. | Veolia ES (UK) Limited | 8th Floor | 210 Pentonville Road | London |  |  | N1 9JY | the chamber after the interceptor on site | Cowley Road, Cambridge | TL4737061160 | TL4736661076 | [54 empty] | 2000 | mg/l | [54 empty] | 0.6 | l/s | [48 empty] | 10 | pH | 6 | pH | [18 empty] | 500 | mg/l | [16 empty] | 43 | °C | [8 empty] | 15 | m³/d
CAMBRIDGE STW | S0101BCHEMKA2 | Direction | Live | No | TEDI-0211-2021 | Biochemistry Dept - Sanger Building | Tennis Court Road | Cambridge |  |  |  | CB2 1QW | 21/12/2021 | Used water from scientific teaching and research activities. | University of Cambridge | The Old Schools | Trinity Lane | Cambridge |  |  | CB2 1TS | the service yard next to the glass house (gravity line) | at Trumpington Street | TL4512157780 | TL4509057770 | [54 empty] | 1000 | mg/l | [54 empty] | 0.5 | l/s | [48 empty] | 10 | pH | 6 | pH | [18 empty] | 800 | mg/l | [16 empty] | 43 | °C | [8 empty] | 10 | m³/d
CAMBRIDGE STW | S0101DIBA KA | Direction | Live | No | TEDI-0309-2021 | Diba Industries Limited | 2 College Park | Coldhams Lane | Cambridge |  |  | CB1 3HD | 16/02/2022 | Used waters arising from the washing of plastics components. | Diba Industries Limited | 2 College Park | Coldhams Lane | Cambridge |  |  | CB1 3HD | the internal sink situated in the laboratory | Coldhams Lane, Cambridge. | TL4869557365 | TL4870453705 | [54 empty] | 1500 | mg/l | [54 empty] | 0.3 | l/s | [48 empty] | 10 | pH | 6 | pH | [18 empty] | 800 | mg/l | [16 empty] | 43 | °C | [8 empty] | 0.01 | m³/d
CAMBRIDGE STW | S0101DAMTPKA | Direction | Live | No | TEDI-0008-2022 | The University of Cambridge | Dept of Applied Maths & Theoretical Physics | Centre for Maths Sciences | Wilberforce Road | Cambridge |  | CB3 0WA | 18/03/2022 | Used water from experiments in fluid dynamics. | The University of Cambridge | The Old Schools | Trinity Lane | Cambridge |  |  | CB2 1TS | a point inside the ambient flow facility | Clarkson Road | TL4373058960 | TL4381058860 | [54 empty] | 500 | mg/l | [54 empty] | 1 | l/s | [48 empty] | 10 | pH | 6 | pH | [18 empty] | 300 | mg/l | [16 empty] | 43 | °C | [8 empty] | 1.2 | m³/d
CAMBRIDGE STW | S0101ENGINKA | Direction | Live | Yes | TEDI-0144-2022 | Department of Engineering | Trumpington Street | Cambridge |  |  |  | CB2 1PZ | 22/11/2022 | Used water from scientific teaching and research activities. | University of Cambridge | The Old Schools | Trinity Lane | Cambridge |  |  | CB2 1TS | the manhole adjacent to the bike racks | Trumpington Street | TL4507057714 | TL4510057720 | [54 empty] | 1500 | mg/l | [54 empty] | 1.66 | l/s | [20 empty] | 0.003 | mg/l | [26 empty] | 10 | pH | 6 | pH | [18 empty] | 800 | mg/l | [16 empty] | 43 | °C | [8 empty] | 10 | m³/d
CAMBRIDGE STW | S0101FLEAMKA | Direction | Live | No | TEDI-0156-2022 | South Staffordshire Water plc | Fleam Dyke Water Treatment Works | Balsham Road, Fulbourn | Cambridgeshire |  |  | CB21 5DA | 09/05/2023 | Used water arising from the ion exchange processes undertaken at a potable water treatment plant | South Staffordshire Water plc | Green Lane | Walsall | West Midlands |  |  | WS2 7PD | the sampling kiosk at Fleam Dyke WTW | manhole 0102 in Fulbourn Road, Cherry Hinton, Cambridge | TL5396054910 | TL4901856122 | [54 empty] | 500 | mg/l |  |  |  |  | 15000 | mg/l | [48 empty] | 1.22 | l/s | [48 empty] | 10 | pH | 6 | pH | [18 empty] | 500 | mg/l | [8 empty] | 2000 | mg/l | [6 empty] | 43 | °C | [8 empty] | 40 | m³/d | 1000 | mg/l
CAMBRIDGE STW | S0101TCTRSKA | Direction | Live | No | TEDI-0114-2022 | Addenbrookes Treatment Centre and SSD | Addenbrookes Hospital | Hills Road | Cambridge |  |  | CB2 2QQ | 25/07/2022 | Used water from washing and sterilising of hospital equipment. | Cambridge University Hospitals NHS Foundation Trust | Addenbrookes Hospital | Hills Road | Cambridge |  |  | CB2 2QQ | the inspection chamber at the south corner of the Treatment Centre (Discharge point No. 4 - Bu36 South Trust only) | manhole 7001 in Red Cross Lane | TL4631655011 | TL4671055080 | [54 empty] | 1000 | mg/l | [54 empty] | 4.5 | l/s | [48 empty] | 10 | pH | 6 | pH | [18 empty] | 500 | mg/l | [16 empty] | 43 | °C | [8 empty] | 175 | m³/d
CAMBRIDGE STW | S0101ESMETKA | Direction | Live | No | TEDI-0230-2022 | Nationwide Metal Recycling Limited | Railway Sidings, Barnwell Junction | Swanns Road | Cambridge |  |  | CB5 8JZ | 27/12/2022 | Contaminated surface water run off from a metal recycling yard which may contain traces of vehicle fluids. | Nationwide Metal Recycling Limited | Roundwood Farm, Bentley Lane | Stutton | Ipswich | Suffolk |  | IP9 2SY | the pumping chamber next to the vehicle dismantling pad | Swanns Road, Cambridge | TL4710059470 | TL4706059480 | [54 empty] | 2000 | mg/l | [54 empty] | 0.3 | l/s | [36 empty] | 250 | mg/l | [10 empty] | 10 | pH | 6 | pH | [18 empty] | 1000 | mg/l | [16 empty] | 43 | °C | [8 empty] | 1.5 | m³/d
CAMBRIDGE STW | S0101RAILDKA | Direction | Live | Yes | TEDI-0231-2022 | London & North Western Railway Co Ltd | Coldhams Lane Maintenance Depot | Coldhams Road | Cambridge |  |  | CB1 3EW | 09/02/2023 | Used water from a railway depot derived from: 1) the treatment of contaminated groundwater, and 2) the external washdown of plant and rolling stock. | London & North Western Railway Co Ltd | Admiral Way | Doxford International Business Park | Sunderland | Tyne & Wear |  | SR3 3XP | the inspection chamber in front of the interceptor | Coldhams Lane | TL4685458686 | TL4686058700 | [54 empty] | 2500 | mg/l | [54 empty] | 1.9 | l/s | [36 empty] | 250 | mg/l | 2 | µg/l | [8 empty] | 10 | pH | 6 | pH | [18 empty] | 500 | mg/l | [16 empty] | 43 | °C | [8 empty] | 5 | m³/d | [14 empty] | 2.5 | mg/l
CAMBRIDGE STW | S0101HENRYKA1 | Consent | Live | No | TECO-0198-2022 | University of Cambridge - Henry Wellcome Building | Dept of Archaeology - Henry Wellcome Building | Fitzwilliam Street | Cambridge |  |  | CB2 1QH | 13/02/2023 | Used water from research activities in the archaeological laboratory department, including the use of using genetic techniques. | University of Cambridge | The Old Schools | Trinity Lane | Cambridge |  |  | CB2 1TS | the inspection chamber outside the Henry Wellcome building in the alley to Fitzwilliam Street | the junction of Fitzwilliam Street and Trumpington Street | TL4507357929 | TL4498857893 | [54 empty] | 2500 | mg/l | [54 empty] | 0.3 | l/s | [48 empty] | 10 | pH | 6 | pH | [18 empty] | 1000 | mg/l | [16 empty] | 43 | °C | [8 empty] | 5 | m³/d
CAMBRIDGE STW | S0101SAINSKA1 | Consent | Live | No | TECO-0199-2022 | University of Cambridge - Sainsbury Laboratory | Sainsbury Laboratory - Botanical Gardens | Bateman Street | Cambridge |  |  | CB2 1LR | 27/02/2023 | Used water from laboratory research into horticulture and plants to include cultivation and genetic research, washing of associated equipment and associated building infrastructure processes (water treatment, boilers, and condensates). | University of Cambridge | The Old Schools | Trinity Street | Cambridge |  |  |  | the inspection chamber to the north east of the Sainsbury laboratory building | Bateman Mews | TL4564557336 | TL4560057347 | [54 empty] | 2500 | mg/l | [54 empty] | 1 | l/s | [48 empty] | 10 | pH | 6 | pH | [18 empty] | 1000 | mg/l | [16 empty] | 43 | °C | [8 empty] | 15 | m³/d
CAMBRIDGE STW | S0101JESUSKA1 | Direction | Live | No | TEDI-0228-2022 | Jesus College - Brewery - West Court | Jesus Lane | Cambridge |  |  |  | CB5 8BL | 06/12/2022 | Used water arising from the cleaning of brewing barrels and vessels used in a micro-brewery. | Jesus College | Jesus Lane | Cambridge |  |  |  | CB5 8BL | the sump in the brewery | Jesus Lane | TL4507258888 | TL4509358828 | [54 empty] | 10000 | mg/l | [54 empty] | 1 | l/s | [48 empty] | 10 | pH | 6 | pH | [18 empty] | 2500 | mg/l | [16 empty] | 43 | °C | [8 empty] | 1 | m³/d
CAMBRIDGE STW | S0101ASHTEKA | Direction | Live | No | TEDI-0002-2023 | Sunbelt Rentals Limited | Unit B, Mercers Row Industrial Estate | Swann Road, Cambridge |  |  |  | CB5 8JZ | 18/03/2023 | Used water from the external washing of plant and equipment. | Sunbelt Rentals Limited | 100 Cheapside | London |  |  |  | EC2V 6DT | the outlet of the interceptor | Swanns Road, Cambridge | TL4702059510 | TL4702059510 | [54 empty] | 2500 | mg/l | [54 empty] | 0.3 | l/s | [48 empty] | 11 | pH | 6 | pH | [18 empty] | 1000 | mg/l | [16 empty] | 43 | °C | [8 empty] | 2 | m³/d
CAMBRIDGE STW | S0101LEVIDKA1 | Consent | Live | No | TECO-0041-2023 | Levidian Nanosystems Limited | 17 Mercers Row | Cambridge |  |  |  | CB5 8HY | 27/02/2023 | Used water from general laboratory activities generated in research into graphene and associated products. | Levidian Nanosystems Limited | 17 Mercers Row | Cambridge |  |  |  | CB5 8HY | the inspection chamber on the right hand side of the building | Mercers Row | TL4695359657 | TL4697659596 | [54 empty] | 2500 | mg/l | [54 empty] | 0.3 | l/s | [48 empty] | 10 | pH | 6 | pH | [18 empty] | 1000 | mg/l | [16 empty] | 43 | °C | [8 empty] | 5 | m³/d
CAMBRIDGE STW | S0101STRANKA4 | Consent | Live | No | TECO-0043-2023 | Dept. of Public Health and Primary Care | Strangeways Laboratory | Worts Causeway | Cambridge |  |  | CB1 8RN | 31/03/2023 | Used water arising from general laboratory activities related to biomedical research and development. | University of Cambridge | The Old Schools | Trinity Lane | Cambridge |  |  | CB2 1TS | the inspection chamber in the driveway on Worts Causeway side of the site | Worts Causeway, Cambridge | TL4712155022 | TL4712555031 | [54 empty] | 2500 | mg/l | [54 empty] | 0.3 | l/s | [48 empty] | 10 | pH | 6 | pH | [18 empty] | 1000 | mg/l | [16 empty] | 43 | °C | [8 empty] | 1.5 | m³/d
CAMBRIDGE STW | S0101MARLSKA1 | Consent | Live | No | TECO-0189-2023 | Marshall Land Systems Limited | The North Works, The Airport | Newmarket Road | Cambridge, Cambridgeshire |  |  | CB5 8RX | 19/07/2023 | Used water, after passage via an interceptor, from the external washing of vehicles and military plant only. | Marshall Land Systems Limited | The North Works, The Airport | Newmarket Road | Cambridge, Cambridgeshire |  |  | CB5 8RX | the first inspection chamber after the site interceptor set serving the wash bay | manhole 7100 Newmarket Road, Cambridge | TL4881459450 | TL4881459450 | [54 empty] | 2500 | mg/l | [54 empty] | 0.5 | l/s | [48 empty] | 11 | pH | 6 | pH | [18 empty] | 1000 | mg/l | [16 empty] | 43 | °C | [8 empty] | 5 | m³/d | [14 empty] | 5 | mg/l
CAMBRIDGE STW | S0101COULSKA1 | Direction | Live | No | TEDI-0146-2023 | Coulson Group Limited | William James House | Cowley Road | Cambridge |  |  | CB4 0WX | 18/10/2023 | Used water arising from contaminated surface water run-off from hard surfaces in vehicle fuelling area. | Coulson Group Limited | William James House | Cowley Road | Cambridge |  |  | CB4 0WX | the chamber after the interceptor set on site | asset CAVSSP | TL4739061213 | TL4728761135 | [54 empty] | 2000 | mg/l | [54 empty] | 1 | l/s | [36 empty] | 250 | mg/l | [10 empty] | 10 | pH | 6 | pH | [18 empty] | 1000 | mg/l | [16 empty] | 43 | °C | [8 empty] | 1 | m³/d
CAMBRIDGE STW | S0101ISLANKA | Direction | Live | No | TEDI-0147-2023 | Wellcome Trust Keith Peters and Hutchinson Buildings | Addenbrookes Hospital | Hills Road | Cambridge |  |  | CB2 2QQ | 29/02/2024 | Used water from medical research and medical testing laboratories. | Cambridge University Hospitals NHS Foundation Trust | Addenbrookes Hospital | Hills Road | Cambridge |  |  | CB2 2QQ | the inspection chamber in the service yard (Discharge point No. 3 - MRC/WT/HB - F393) | Hills Road (manhole No. 7304) | TL4658055350 | TL4670055340 | [54 empty] | 1500 | mg/l | [54 empty] | 0.9 | l/s | [48 empty] | 10 | pH | 6 | pH | [18 empty] | 1000 | mg/l | [16 empty] | 43 | °C | [8 empty] | 50 | m³/d
CAMBRIDGE STW | S0101CSR KA | Direction | Live | No | TEDI-0149-2023 | Qualcomm Technologies International Limited | Churchill House | Cambridge Business Park | Cowley Road | Cambridge |  | CB4 0WZ | 03/10/2023 | Used water from washing printed circuit boards. | Qualcomm Technologies International Limited | Churchill House | Cambridge Business Park | Cowley Road | Cambridge |  | CB4 0WZ | the sink within the workshop | manhole at the rear of the Building | TL4731061000 | TL4727061010 | [54 empty] | 3000 | mg/l | [54 empty] | 0.2 | l/s | [48 empty] | 10 | pH | 6 | pH | [18 empty] | 500 | mg/l | [16 empty] | 43 | °C | [8 empty] | 0.2 | m³/d
CAMBRIDGE STW | S0101MRCLMKA | Direction | Live | No | TEDI-0151-2023 | Cambridge Institute for Medical Research | Clifford Albutt Building B60 and Clinical School | Addenbrookes Hospital | Hills Road, Cambridge | Cambridgeshire |  | CB2 2QQ | 29/11/2023 | Used water arising from biomedical research and diagnostic laboratories. | Cambridge University Hospitals NHS Foundation Trust | Addenbrookes Hospital | Hills Road | Cambridge | Cambridgeshire |  | CB2 2QQ | the inspection chamber on the grass verge of Hills Road (Discharge point No. 2 - MRC Bu13 - F259) | Hills Road, Cambridge | TL4672555347 | TL4673755351 | [54 empty] | 2000 | mg/l | [54 empty] | 3 | l/s | [48 empty] | 10 | pH | 6 | pH | [18 empty] | 1000 | mg/l | [16 empty] | 43 | °C | [8 empty] | 30 | m³/d
CAMBRIDGE STW | S0101SBGR KA1 | Direction | Live | No | TEDI-0148-2023 | Schlumberger Cambridge Research Limited | High Cross, Madingley Road | Cambridge |  |  |  | CB3 0EL | 15/02/2024 | Used waters arising from laboratory work associated with oil industry battery and energy storage. | Schlumberger Cambridge Research Limited | Minerva, Manor Royal | Crawley, West Sussex |  |  |  | RH10 9BU | the chamber on the corner of the building prior to discharging to the public foul sewer via a private network | the end of Clerk Maxwell Road, Cambridge | TL4235059020 | TL4315058710 | [54 empty] | 2000 | mg/l | [54 empty] | 0.84 | l/s | [48 empty] | 10 | pH | 6 | pH | [18 empty] | 1000 | mg/l | [16 empty] | 43 | °C | [8 empty] | 7 | m³/d
CAMBRIDGE STW | S0101STEAKKA1 | Direction | Live | No | TEDI-0213-2023 | Uncommon Bio Limited | Unit 3 and 4 Cambridge Technopark | Newmarket Road | Cambridge |  |  | CB5 8PB | 07/02/2024 | Used water from research trial and manufacture of cultured meat products. | Uncommon Bio Limited | Unit 2 Cambridge Technopark | Newmarket Road, Cambridge |  |  |  | CB5 8PB | the drain to the rear of unit 3 after the pump unit | Newmarket Road | TL4797159420 | TL4795159333 | [54 empty] | 10000 | mg/l | [54 empty] | 1 | l/s | [36 empty] | 250 | mg/l | [10 empty] | 10 | pH | 6 | pH | [18 empty] | 2000 | mg/l | [16 empty] | 43 | °C | [8 empty] | 15 | m³/d
CAMBRIDGE STW | S0101MRCSOKA | Direction | Live | No | TEDI-0158-2023 | UK Research and Innovation - MRC Laboratory of Molecular Biology | Francis Crick Avenue | Cambridge Biomedical Campus | Cambridge |  |  | CB2 0QH | 28/11/2023 | Used waters arising from a biomedical research laboratory to include water treatment rinses and backwashes and steam boiler blowdown. | UK Research and Innovation | Polaris House | Swindon |  |  |  | SN2 1FL | foul water manhole 71 situated in the verge at the main entrance to the site on Francis Crick Avenue | Red Cross Lane, Cambridge | TL4598655121 | TL4675055060 | [54 empty] | 2000 | mg/l | [54 empty] | 3 | l/s | [48 empty] | 10 | pH | 6 | pH | [18 empty] | 1000 | mg/l | [16 empty] | 43 | °C | [8 empty] | 80 | m³/d
CAMBRIDGE STW | S0101ASTRAKA0 | Consent | Live | No | TECO-0326-2023 | Astrazeneca UK Limited | 1 Francis Crick Avenue | Cambridge Biomedical Campus | Cambridge |  |  | CB2 0AA | 23/01/2024 | Basement dewatering and water used in cleaning of the basement dewatering system only. | Astrazeneca UK Limited | 1 Francis Crick Avenue | Cambridge Biomedical Campus | Cambridge |  |  | CB2 0AA | the outlet of the dewatering tank in the basement | Red Cross Lane, Cambridge | TL4608155088 | TL4674855072 | [54 empty] | 1000 | mg/l | [54 empty] | 2 | l/s | [48 empty] | 10 | pH | 6 | pH | [18 empty] | 500 | mg/l | [16 empty] | 43 | °C | [8 empty] | 60 | m³/d
CAMBRIDGE STW | S0101BAS KA | Direction | Live | No | TEDI-0005-2024 | British Antarctic Survey | High Cross | Madingley Road | Cambridge |  |  | CB3 0ET | 05/03/2024 | Used water from laboratories, sea water, ballast waters, saline solutions and pre-melt water from Antarctic ice samples and associated disinfecting agents. | United Kingdom Research and Innovation | High Cross | Madingley Road | Cambridge |  |  | CB3 0ET | the drain to the north east corner of the building | Madingley Road, Cambridge | TL4227559291 | TL4229559310 | [54 empty] | 1000 | mg/l |  |  |  |  | 10000 | mg/l | [48 empty] | 1.11 | l/s | [48 empty] | 10 | pH | 6 | pH | [18 empty] | 500 | mg/l | [16 empty] | 43 | °C | [8 empty] | 12 | m³/d
CAMBRIDGE STW | S0101STEAKKA2 | Consent | Live | No | TECO-0301-2023 | Uncommon Bio Limited | Unit 2 Cambridge Technopark | Newmarket Road, Cambridge |  |  |  | CB5 8PB | 06/12/2023 | Used water from a development kitchen manufacturing cultured meat foodstuffs. | Uncommon Bio Limited | Unit 2 Cambridge Technopark | Newmarket Road, Cambridge |  |  |  | CB5 8PB | the sink in the development kitchen | Newmarket Road | TL4796259420 | TL4795159333 | [54 empty] | 5000 | mg/l | [54 empty] | 0.3 | l/s | [36 empty] | 250 | mg/l | [10 empty] | 10 | pH | 6 | pH | [18 empty] | 2000 | mg/l | [16 empty] | 43 | °C | [8 empty] | 2.5 | m³/d
CAMBRIDGE STW | S01MALLORYKA | Direction | Live | No | TEDI-0036-2024 | Malary Limited | Malary House | Brookfield Business Centre | Twentypence Road | Cottenham, Cambridgeshire |  | CB24 8PS | 30/07/2024 | Used water arising from the treatment of the following: i) contaminated wastewater, ii) industrial sites interceptor cleaning wastewater, iii) fuel/oil tanks cleaning wastewater, iv) oil pipelines cleaning wastewater. | Malary Limited | Malary House | Brookfield Business Centre | Twentypence Road | Cottenham, Cambridgeshire |  | CB24 8PS | the chamber near the fence after the interceptor | a point outside the premises at junction with Twentypence Road, Cottenham | TL4600969051 | TL4598669052 | [54 empty] | 5000 | mg/l |  |  |  |  | 1500 | mg/l | [48 empty] | 3 | l/s | [36 empty] | 250 | mg/l | [10 empty] | 10 | pH | 6 | pH | [18 empty] | 1200 | mg/l | [16 empty] | 43 | °C | [8 empty] | 75 | m³/d | [14 empty] | 5 | mg/l
CAMBRIDGE STW | S0101MILKMKA1 | Consent | Live | No | TECO-0043-2024 | Milk and More | Unit 12 Mercers Row | Cambridge |  |  |  | CB5 8HY | 04/03/2024 | Used water, after passage via an interceptor, from the external washing of vehicles and hygiene activities within warehouse. | Moreco Group Limited T/A Milk and More | Second Floor Park View, Riverside Way | Camberley |  |  |  | GU15 3YL | manhole at front of premises in grass verge | Mercers Row, Cambridge | TL4700759610 | TL4697659597 | [54 empty] | 2500 | mg/l | [54 empty] | 0.3 | l/s | [48 empty] | 11 | pH | 6 | pH | [18 empty] | 1000 | mg/l | [16 empty] | 43 | °C | [8 empty] | 1 | m³/d
CAMBRIDGE STW | S0101PRINTKA1 | Consent | Live | No | TECO-0051-2024 | Cambridge University Press and Assessment | University Printing House, Shaftesbury Road | Cambridge |  |  |  | CB2 8EA | 07/03/2024 | Used water from a laboratory preparing items for examination material. | The Chancellor Masters and Scholars of the University of Cambridge | Shaftesbury Road | Cambridge |  |  |  | CB2 8EA | the manhole outside print house north east corner by grass verge at NGR TL4576156476 | Shaftesbury Road | TL4576156476 | TL4575456755 | [54 empty] | 3000 | mg/l | [54 empty] | 1 | l/s | [48 empty] | 10 | pH | 6 | pH | [18 empty] | 1000 | mg/l | [16 empty] | 43 | °C | [8 empty] | 2.3 | m³/d
CAMBRIDGE STW | S0101PLANEKA | Direction | Live | Yes | TEDI-0249-2023 | Marshall of Cambridge Aerospace Limited | The Airport | Cambridge |  |  |  | CB5 8RY | 15/07/2024 | Run off from the plane wash-pad whilst not in use for plane washing - and run off from testing of non-PFAS containing fire-fighting equipment and preparations. | Marshall of Cambridge Aerospace Limited | Control Building, The Airport | Cambridge |  |  |  | CB5 8RY | the wet well inside the pumping station at the wash area | Sunnyside, Cambridge | TL4830058980 | TL4822058890 | [48 empty] | 0.03 | mg/l |  |  |  |  | 2500 | mg/l | [54 empty] | 0.55 | l/s | [48 empty] | 10 | pH | 6 | pH | [18 empty] | 1000 | mg/l | [16 empty] | 43 | °C | [8 empty] | 10 | m³/d | [14 empty] | 2.5 | mg/l
CAMBRIDGE STW | S0101ABCAMKA1 | Consent | Live | No | TECO-0081-2024 | Abcam Limited | Discovery Drive, Cambridge Biomedical Campus | Cambridge |  |  |  | CB2 0AX | 09/04/2024 | Used waters from a biomedical laboratory. | Abcam Limited | Discovery Drive, Cambridge Biomedical Campus | Cambridge |  |  |  | CB2 0AX | the manhole at front of building right of front door | Vawser Way Cambridge | TL4612754598 | TL4654058010 | [54 empty] | 3000 | mg/l | [54 empty] | 1.2 | l/s | [48 empty] | 10 | pH | 6 | pH | [18 empty] | 1000 | mg/l | [16 empty] | 43 | °C | [8 empty] | 30 | m³/d
CAMBRIDGE STW | S0101ENTERKA1 | Consent | Live | No | TECO-0053-2024 | Enterprise Rent-a-Car UK Limited | 62-64 High Street | Cottenham, Cambridgeshire |  |  |  | CB24 8SA | 06/03/2024 | Used water, after passage via an interceptor, from the external washing of vehicles only. | Enterprise Rent-a-Car UK Limited | Enterprise House, Vicarage Road | Egham, Surrey |  |  |  | TW20 9FB | the inspection chamber after the oil interceptor in front of premises | Manhole 2402 at the rear of the site | TL4528768399 | TL4527968426 | [54 empty] | 2500 | mg/l | [54 empty] | 0.3 | l/s | [48 empty] | 11 | pH | 6 | pH | [18 empty] | 1000 | mg/l | [16 empty] | 43 | °C | [8 empty] | 2 | m³/d
CAMBRIDGE STW | S0101BARD KA | Direction | Live | No | TEDI-0104-2024 | Bard Pharmaceuticals Limited | Unit 191 Cambridge Science Park | Milton Road | Cambridge |  |  | CB4 0GW | 16/07/2024 | Used waters containing traces of raw materials and chemicals from pharmaceutical research and manufacture. | Bard Pharmaceuticals Limited | Unit 191 Cambridge Science Park | Milton Road | Cambridge |  |  | CB4 0GW | the inspection chamber east of the moat | manhole 8701 on Cambridge Science Park, outside of unit | TL4685961809 | TL4681461751 | [54 empty] | 3700 | mg/l | [54 empty] | 2.7 | l/s | [48 empty] | 10 | pH | 6 | pH | [18 empty] | 800 | mg/l | [16 empty] | 43 | °C | [8 empty] | 25 | m³/d
CAMBRIDGE STW | S0101BARDPKA | Direction | Live | No | TEDI-0105-2024 | Bard Pharmaceuticals Limited | Unit 191 Cambridge Science Park | Milton Road | Cambridge |  |  | CB4 0GW | 25/07/2024 | Used water from pharmaceutical research and manufacture. | Bard Pharmaceuticals Limited | Unit 191 Cambridge Science Park | Milton Road | Cambridge |  |  | CB4 0GW | the inspection chamber to the west of the moat | manhole 6802 outside the premises | TL4673861909 | TL4668661854 | [54 empty] | 1500 | mg/l | [54 empty] | 2.22 | l/s | [48 empty] | 10 | pH | 6 | pH | [18 empty] | 500 | mg/l | [16 empty] | 43 | °C | [8 empty] | 120 | m³/d
CAMBRIDGE STW | S0101NIABXKA1 | Consent | Live | No | TECO-0112-2024 | NIAB | 93 Lawrence Weaver Road | Cambridge |  |  |  | CB3 0LE | 05/06/2024 | Used water from research laboratories involving microbial, agri-science and botanical research as well as genetic and biomedical analytical techniques. | NIAB | 93 Lawrence Weaver Road | Cambridge |  |  |  | CB3 0LE | the inspection chamber at the front of the site to the left of the front door | Yeoman Drive | TL4327260517 | TL4328460472 | [54 empty] | 2500 | mg/l | [54 empty] | 0.6 | l/s | [48 empty] | 10 | pH | 6 | pH | [18 empty] | 1000 | mg/l | [16 empty] | 43 | °C | [8 empty] | 14 | m³/d
CAMBRIDGE STW | S0101CHIVEKA | Direction | Live | No | TEDI-0179-2024 | Hain Celestial UK Limited | Chivers Way | Histon | Cambridge |  |  | CB24 9NR | 19/02/2025 | Used waters derived from the manufacture of a range of foods including jams, jellies, pickles, mincemeat, fruit desserts, relishes and associated fruit processing plus contaminated surface water. | Hain Celestial UK Limited | Templar House, 4225 Park Approach | Thorpe Park | Leeds | West Yorkshire |  | LS15 8GB | the flow metering chamber, at rear of Unit 4 Pioneer Court, Chivers Way, Histon prior to discharge into the public foul rising main | the meter/valve chamber on rising main at the rear of Unit 4 Pioneer Court, Chivers Way, Histon | TL4385062860 | TL4385062860 | [24 empty] | 25 | mg/l | [28 empty] | 2000 | mg/l |  |  |  |  | 1100 | mg/l | [48 empty] | 28 | l/s | [36 empty] | 100 | mg/l | [10 empty] | 10 | pH | 6 | pH | [18 empty] | 600 | mg/l | [16 empty] | 43 | °C | [8 empty] | 1200 | m³/d
CAMBRIDGE STW | S0101PERSEKA1 | Consent | Live | No | TECO-0257-2024 | Perse School | Hills Road | Cambridge |  |  |  | CB2 8QF | 12/02/2025 | Used water from the filter backwashing process and periodic drain-down of swimming pool contents. | Perse School | Hills Road | Cambridge |  |  |  | CB2 8QF | the attenuation chamber of the pool backwash discharge pumps outside the pool plant room | Long Road, Cambridge | TL4615755631 | TL4623455587 | [54 empty] | 1000 | mg/l | [10 empty] | 5 | mg/l | [42 empty] | 5 | l/s | [48 empty] | 10 | pH | 6 | pH | [18 empty] | 1000 | mg/l | [16 empty] | 43 | °C | [8 empty] | 7 | m³/d
CAMBRIDGE STW | S0101STAGEKA1 | Consent | Live | No | TECO-0266-2024 | Stagecoach East | 100 Cowley Road | Cambridge |  |  |  | CB4 0DN | 04/12/2024 | Used water, after passage via an interceptor, from the external washing of vehicles only. | Cambus Limited trading as Stagecoach East | One Stockport Exchange, 20 Railway Road | Stockport |  |  |  | SK1 3SW | the inspection chamber after the interceptors in front of the bus wash | Cowley Road, Cambridge | TL4753861287 | TL4736961076 | [54 empty] | 2500 | mg/l | [54 empty] | 1 | l/s | [48 empty] | 11 | pH | 6 | pH | [18 empty] | 1000 | mg/l | [16 empty] | 43 | °C | [8 empty] | 1 | m³/d
CAMBRIDGE STW | S0101AZENLKA1 | Consent | Live | No | TECO-0164-2024 | Astrazeneca UK Limited | 1 Francis Crick Avenue, Cambridge Biomedical Campus | Cambridge |  |  |  | CB2 0AA | 24/07/2024 | Used water from general laboratory activities and processes involved in pharmaceutical research and development. | Astrazeneca UK Limited | 1 Francis Crick Avenue, Cambridge Biomedical Campus | Cambridge |  |  |  | CB2 0AA | the inspection chamber at the north end of the Energy Centre where the flow meets the Energy Centre discharge prior to the on site pumping station | Red Cross Lane | TL4589754976 | TL4674855072 | [54 empty] | 2500 | mg/l | [54 empty] | 1 | l/s | [48 empty] | 10 | pH | 6 | pH | [18 empty] | 1000 | mg/l | [16 empty] | 43 | °C | [8 empty] | 30 | m³/d
CAMBRIDGE STW | S0101AZENCKA2 | Consent | Live | No | TECO-0165-2024 | Astrazeneca UK Limited | 1 Francis Crick Avenue, Cambridge Biomedical Campus | Cambridge |  |  |  | CB2 0AA | 24/07/2024 | Used water from cooling tower bleed and associated regenerative water treatment rinses. | Astrazeneca UK Limited | 1 Francis Crick Avenue, Cambridge Biomedical Campus | Cambridge |  |  |  | CB2 0AA | the manhole outside the Energy Centre prior to the collection tank | Red Cross Lane, Cambridge | TL4591254948 | TL4674855072 | [54 empty] | 2000 | mg/l | [54 empty] | 1 | l/s | [48 empty] | 10 | pH | 6 | pH | [18 empty] | 1000 | mg/l | [16 empty] | 43 | °C | [8 empty] | 40.5 | m³/d
CAMBRIDGE STW | S0101BUPA KA | Direction | Live | No | TEDI-0002-2025 | Spire Cambridge Lea Hospital | 30 New Road | Impington | Cambridge |  |  | CB4 4EL | 06/03/2026 | Used water from a sterilisation dept, Endosopy hygiene activities and associated water treatment rinses in a hospital operation. | Spire Healthcare Limited | 3, Dorset Rise | London |  |  |  | EC4Y 8EN | the out flow to the SSD units in the decontamination room | New Road, Impington | TL4434662839 | TL4433262877 | [54 empty] | 2000 | mg/l | [54 empty] | 0.6 | l/s | [48 empty] | 10 | pH | 6 | pH | [18 empty] | 1000 | mg/l | [16 empty] | 43 | °C | [8 empty] | 35 | m³/d
CAMBRIDGE STW | S0101DATACKA | Direction | Live | No | TEDI-0019-2025 | West Cambridge Data Centre | Ada Lovelace Road | Cambridge |  |  |  | CB3 0QX | 12/05/2025 | Used water comprising reject rinses from water treatment and cooling system bleed water. | University of Cambridge | The Old Schools, Trinity Lane | Cambridge |  |  |  | CB2 1TS | the external foul drain chamber on the north side of the building | Madingley Road, Cambridge | TL4217059000 | TL4229859329 | [54 empty] | 2000 | mg/l | [54 empty] | 0.7 | l/s | [48 empty] | 10 | pH | 6 | pH | [18 empty] | 1000 | mg/l | [16 empty] | 43 | °C | [8 empty] | 28 | m³/d
CAMBRIDGE STW | S0101DOLBYKA1 | Consent | Live | No | TECO-0078-2025 | Ray Dolby Centre - Cavendish III - Physics Dept | JJ Thompson Avenue | Cambridge, Cambridgeshire |  |  |  | CB3 0US | 30/04/2025 | Used water from general physics experiments, research and laboratory activites to include acoustic / wave research. | University of Cambridge | The Old Schools, Trinity Street | Cambridge, Cambridgeshire |  |  |  | CB2 1TS | the inspection chamber in the corner of the left side of the rear loading bay area | Madingley Road | TL4290159168 | TL4296459221 | [54 empty] | 2000 | mg/l | [54 empty] | 3 | l/s | [48 empty] | 10 | pH | 6 | pH | [18 empty] | 500 | mg/l | [16 empty] | 43 | °C | [8 empty] | 90 | m³/d
CAMBRIDGE STW | S0101PARKSKA1 | Consent | Live | No | TECO-0077-2025 | Parkside Pools and Gym | Gonville Place | Cambridge | Cambridgeshire |  |  | CB1 1LY | 01/05/2025 | Used water from the filter backwashing process and periodic drain-down of swimming pool contents. | Greenwich Leisure Limited | Middlegate House, 1 Seymour Street | The Royal Arsenal |  |  |  | SE18 6SX | the outflow of the backwash unit | Mill Road, Cambridge | TL4575558082 | TL4582158117 | [54 empty] | 1000 | mg/l | [10 empty] | 5 | mg/l | [42 empty] | 1.11 | l/s | [48 empty] | 10 | pH | 6 | pH | [18 empty] | 1000 | mg/l | [16 empty] | 43 | °C | [8 empty] | 25 | m³/d
CAMBRIDGE STW | S0101ANGIAKA | Direction | Live | Yes | TEDI-0129-2025 | Anglia Radiators Limited | Unit 4 | Stanley Road | Cambridge | Cambridgeshire |  | CB5 8LB | 05/11/2025 | Used water from the repairing and testing of radiators and fuel tanks from historic aircraft, road vehicles and commercial vehicles. | Anglia Radiators Limited | Unit 4 | Stanley Road | Cambridge |  |  | CB5 8LB | the test tank | Stanley Road | TL4684559347 | TL4684459321 | [48 empty] | 0.04 | mg/l |  |  |  |  | 400 | mg/l | [16 empty] | 1.5 | mg/l | [36 empty] | 0.6 | l/s | [10 empty] | 3 | mg/l | [36 empty] | 10 | pH | 6 | pH | [18 empty] | 400 | mg/l | [16 empty] | 43 | °C | [8 empty] | 2 | m³/d | [14 empty] | 5 | mg/l
CAMBRIDGE STW | S01TEM0216KA2 | Consent | Live | No | TECO-0218-2025 | Mace Construct Limited - North Site Project Laureate Office | Francis Crick Avenue | Cambridge, Cambridgeshire |  |  |  | CB2 0QH | 13/11/2025 | Dewatering of excavations on a construction site after settlement, only to be discharged during the period from 5th December 2025 to 4th June 2026. | Mace Construct Limited | 155 Moorgate | London |  |  |  | EC2M 6XB | the tap at the end of the settlement apparatus | Red Cross Lane | TL4590154986 | TL4674855072 | [54 empty] | 2000 | mg/l | [54 empty] | 1 | l/s | [48 empty] | 10 | pH | 6 | pH | [18 empty] | 1000 | mg/l | [16 empty] | 43 | °C | [8 empty] | 86 | m³/d
CAMBRIDGE STW | S0101PREDEKA2 | Consent | Live | No | TECO-0184-2025 | Marshall Cambridge PDI | PDI Building | Newmarket Road | Teversham | Cambridge | Cambridgeshire | CB5 8AA | 30/09/2025 | Used water, after passage via an interceptor, from the external washing of vehicles only to include new car predelivery inspection washing. | Marshall Motor Group Limited | C/O Marshall Volkswagen Milton Keynes | Greyfriars Court | Milton Keynes | Buckinghamshire |  | MK10 0BN | the chamber after the separator serving the vehicle wash bay at the front of the wash bay | Newmarket Road pumping station (CANESP) via a pumped main and a private network | TL4944859490 | TL4872259786 | [54 empty] | 2500 | mg/l | [54 empty] | 3.8 | l/s | [48 empty] | 11 | pH | 6 | pH | [18 empty] | 1000 | mg/l | [16 empty] | 43 | °C | [8 empty] | 5.52 | m³/d
CAMBRIDGE STW | S01TEM0241KA1 | Consent | Live | No | TECO-0001-2026 | Bouygues UK Limited - Addenbrookes Childrens Hospital Construction site | Dame Mary Archer Way | Cambridge, | Cambridgeshire |  |  | CB2 0AJ | 07/01/2026 | Settled water from dewatering of excavations on a construction site, only to be discharged during the period from 19th January 2026 to 18th July 2026 inclusive. | Bouygues UK Limited | Becket House, | 1 Lambeth Palace Road, | London |  |  | SE1 7EU | outflow of the settlement unit on site | Vawser Way Cambridge | TL4643154813 | TL4658754823 | [54 empty] | 1000 | mg/l | [54 empty] | 1 | l/s | [48 empty] | 10 | pH | 6 | pH | [18 empty] | 500 | mg/l | [16 empty] | 43 | °C | [8 empty] | 86 | m³/d
CAMBRIDGE STW | S0101CCAUTKA1 | Consent | Live | No | TECO-0007-2026 | Cambridge Consultants Limited - Auton Building | Unit 29 Cambridge Science Park | Milton Road | Cambridge | Cambridgeshire |  | CB4 0DW | 10/03/2026 | Used waters arising from wet research laboratory activities, glass washing and water purification rinses. | Cambridge Consultants Limited | Unit 29 Science Park | Milton Road | Cambridge | Cambridgeshire |  | CB4 0DW | the inspection chamber on the North corner of the Auton building | Cambridge Science Park Road | TL4650761592 | TL4658461524 | [54 empty] | 3000 | mg/l | [54 empty] | 0.3 | l/s | [48 empty] | 10 | pH | 6 | pH | [18 empty] | 1000 | mg/l | [16 empty] | 43 | °C | [8 empty] | 0.2 | m³/d
CAMBRIDGE STW | S0101CCJONKA1 | Consent | Live | No | TECO-0008-2026 | Cambridge Consultants Limited - Jones Building | Unit 29 Cambridge Science Park | Milton Road | Cambridge | Cambridgeshire |  | CB4 0DW | 10/03/2026 | Used waters arising from wet research laboratory activities, glass washing and water purification rinses. | Cambridge Consultants Limited | Unit 29 Science Park | Milton Road | Cambridge | Cambridgeshire |  | CB4 0DW | the inspection chamber on the North East side of the Jones Building | Cambridge Science Park Road | TL4659661567 | TL4654561463 | [54 empty] | 3000 | mg/l | [54 empty] | 0.3 | l/s | [48 empty] | 10 | pH | 6 | pH | [18 empty] | 1000 | mg/l | [16 empty] | 43 | °C | [8 empty] | 0.2 | m³/d
CAMBRIDGE STW | S0101CCRICKA1 | Consent | Live | No | TECO-0009-2026 | Cambridge Consultants Limited - Richardson Building | Unit 29 Cambridge Science Park | Milton Road | Cambridge, Cambridgeshire |  |  | CB4 0DW | 10/03/2026 | Used waters arising from wet research laboratory activities, glass washing and water purification rinses. | Cambridge Consultants Limited | Unit 29 Science Park | Milton Road | Cambridge, Cambridgeshire |  |  | CB4 0DW | the inspection chamber to the right of the door of the Richardson building (East side) | Cambridge Science Park Road | TL4658461524 | TL4654561463 | [54 empty] | 3000 | mg/l | [54 empty] | 0.3 | l/s | [48 empty] | 10 | pH | 6 | pH | [18 empty] | 1000 | mg/l | [16 empty] | 43 | °C | [8 empty] | 0.2 | m³/d
CAMBRIDGE STW | S0101HUWSGKA1 | Consent | Live | No | TECO-0021-2026 | Huws Gray Limited | Nuffield Road | Trinity industrial Estate | Cambridge | Cambridgeshire |  | CB4 1TS | 19/02/2026 | Used water, after passage via an interceptor, from the external washing of vehicles only. | Huws Gray Limited | Head Office | Industrial Estate | Llangefni | Anglesey |  | LL77 7JA | the inspection chamber after the interceptor | Nuffield Road | TL4699260956 | TL4705160999 | [54 empty] | 2500 | mg/l | [54 empty] | 0.3 | l/s | [48 empty] | 11 | pH | 6 | pH | [18 empty] | 1000 | mg/l | [16 empty] | 43 | °C | [8 empty] | 1.5 | m³/d
CAMBRIDGE STW | S01TEM0219KA2 | Consent | Live | No | TECO-0232-2025 | Oliver Connell and Son Limited - Botanic Place site | 104 - 112 Hills Road | Cambridge | Cambridgeshire |  |  | CB2 1PH | 11/12/2025 | Water that has passed through appropriate settlement apparatus arising from excavation dewatering only to be discharged during the period from 09 January 2026 to 08 July 2026 inclusive. | Oliver Connell and Son Limited | Zanrose House | Perivale Industrial Estate | Horsenden Lane South | South Greenford |  | UB6 7RH | the tap on the out-flow of the settlement apparatus | Hills Road, Cambridge | TL4582257230 | TL4581557280 | [54 empty] | 1000 | mg/l | [54 empty] | 1 | l/s | [48 empty] | 10 | pH | 6 | pH | [18 empty] | 500 | mg/l | [16 empty] | 43 | °C | [8 empty] | 86 | m³/d
CAMBRIDGE STW | S0101CAMTWKA2 | Consent | Live | No | TECO-0058-2026 | Cambridge Railway Sidings Train Wash | Cavendish Road | Cambridge | Cambridgeshire |  |  | CB1 3BH | 12/03/2026 | Used water, after passage via an interceptor, from the external washing of trains only. | GA Trains Limited | 11th Floor, One Stratford Place | Montfitchet Road | London |  |  | E20 1EJ | the inspection chamber after the interceptor | Fletchers Terrace, Cambridge | TL4648757845 | TL4643757682 | [54 empty] | 2500 | mg/l | [54 empty] | 10 | l/s | [48 empty] | 11 | pH | 6 | pH | [18 empty] | 1000 | mg/l | [16 empty] | 43 | °C | [8 empty] | 40 | m³/d
CAMBRIDGE STW | S0101CCPCBKA1 | Consent | Live | No | TECO-0060-2026 | Cambridge Consultants Limited - Ketteringham Building PCB Lab | Unit 29 Science Park | Milton Road | Cambridge | Cambridgeshire |  | CB4 0DW | 10/03/2026 | Used water from washing of printed circuit boards in product development laboratory and compressor condensate. | Cambridge Consultants Limited | Unit 29 Science Park | Milton Road | Cambridge | Cambridgeshire |  | CB4 0DW | the out flow pipe of the washer in the PCB laboratory in the Ketteringham building | Cambridge Science Park Road | TL4652261548 | TL4658461524 | [54 empty] | 3000 | mg/l | [16 empty] | 3 | mg/l | [36 empty] | 0.3 | l/s | [48 empty] | 10 | pH | 6 | pH | [18 empty] | 500 | mg/l | [16 empty] | 43 | °C | [8 empty] | 0.35 | m³/d
CAMBRIDGE STW | S0101CC3DPKA1 | Consent | Live | No | TECO-0061-2026 | Cambridge Consultants Limited - Ketteringham Building 3D Print lab | Unit 29 Cambridge Science Park | Milton Road | Cambridge | Cambridgeshire |  | CB4 0DW | 10/03/2026 | Used waters from a 3D printing laboratory process and compressor condensate. | Cambridge Consultants Limited | Unit 29 Science Park | Milton Road | Cambridge | Cambridgeshire |  | CB4 0DW | the sink in the 3D Printing laboratory | Cambridge Science Park Road | TL4649161555 | TL4654561463 | [54 empty] | 3000 | mg/l | [54 empty] | 0.3 | l/s | [48 empty] | 10 | pH | 6 | pH | [18 empty] | 1000 | mg/l | [16 empty] | 43 | °C | [8 empty] | 0.2 | m³/d
CANVEY ISLAND STW | S01CPSS KA | Direction | Live | No | ADZ 530 | Malthurst Petroleum Ltd (Canvey Island) | Somnes Avenue | Canvey Island | Essex |  |  | SS8 9QB | 01/04/2016 | Used water arising from an automatic roll over wash facility, after passage through a suitably maintained interceptor. | Malthurst Petroleum Limited | Vincent House | 4 Grove Lane | Epping | Essex |  | CM16 4LH | at a point before entering public foul sewer after passing through a suitably maintained interceptor | at Central Avenue and Station Approach, Canvey Island. | TQ7905584574 | TQ7869584617 | [54 empty] | 2500 | mg/l | [54 empty] | 0.5 | l/s | [48 empty] | 11 | pH | 6 | pH | [18 empty] | 1000 | mg/l | [16 empty] | 45 | °C | [8 empty] | 8 | m³/d
CANVEY ISLAND STW | S01ROBERTSKA | Direction | Live | No | ADW 325 | Sunshine Cleaners | 199 High Street | Canvey Island | Essex |  |  | SS8 7RN | 01/05/2012 | Laundry wastewater. | Mrs Julie Simmonds T/A Sunshine Cleaners | 199 High Street | Canvey Island | Essex |  |  | SS7 7RN | at a point in front of the property along the High Street, prior to discharge into the public foul sewer | at High Street, Canvey Island | TQ8081083420 | TQ8081083420 | [54 empty] | 2000 | mg/l | [54 empty] | 1 | m³/hr | [36 empty] | 100 | mg/l | [10 empty] | 11 | pH | 6 | pH | [18 empty] | 1000 | mg/l | [8 empty] | 1000 | mg/l | [6 empty] | 45 | °C | [8 empty] | 10 | m³/d
CANVEY ISLAND STW | S01VILLAUNKA | Direction | Live | No | ADV 360 | The Village Laundry | 7 -10 Chapman Court | Charfleets Industrial Estate | Canvey Island | Essex |  | SS8 0PQ | 01/03/2011 | Wastewaters arising from laundering processes | U.K Linen (Essex) Limited | Bank Chambers | 1 - 3 Woodford Avenue | Ilford | Essex |  | IG2 6UF | at the collection chamber, prior to discharging to the public foul sewer | at Charfleets Road, Canvey | TQ7750083330 | TQ7750083330 | [54 empty] | 2500 | mg/l | [54 empty] | 2.5 | m³/hr | [36 empty] | 250 | mg/l | [10 empty] | 11 | pH | 6 | pH | [18 empty] | 1000 | mg/l | [8 empty] | 1000 | mg/l | [6 empty] | 45 | °C | [8 empty] | 25 | m³/d
CANVEY ISLAND STW | S01CANVEYSKA | Direction | Live | No | ADZ 528 | Malthurst Petroleum Ltd (Canvey Island) | 371 Long Road | Canvey Island | Essex |  |  | SS8 0JQ | 01/04/2016 | Used water arising from an automatic roll over washing facility, after passing through a suitably maintained interceptor. | Malthurst Petroleum Limited | Vincent House | 4 Grove Lane | Epping | Essex |  | CM16 4LH | at a point prior to discharging to the public foul sewer | at Long Road, Canvey Island | TQ7834083200 | TQ7834083200 | [54 empty] | 2500 | mg/l | [54 empty] | 0.5 | l/s | [48 empty] | 11 | pH | 6 | pH | [18 empty] | 1000 | mg/l | [16 empty] | 45 | °C | [8 empty] | 8 | m³/d
CANVEY ISLAND STW | S01JUSLIKEKA | Direction | Live | No | ADT 219 | American Hand Car Wash | 97 Canvey Road | Canvey Island | Essex |  |  | SS8 0QB | 01/12/2008 | Wastewaters arising from the hand washing of vehicles | AHCW Cleaning Services Limited | 97 Canvey Road | Canvey Island | Essex |  |  | SS8 0QB | at a point prior to discharging to the public foul sewer | Canvey Road, Canvey Island | TQ7764083430 | TQ7768083420 | [54 empty] | 2000 | mg/l | [54 empty] | 2 | m³/hr | [36 empty] | 250 | mg/l | [10 empty] | 11 | pH | 6 | pH | [18 empty] | 1000 | mg/l | [8 empty] | 1000 | mg/l | [6 empty] | 45 | °C | [8 empty] | 10 | m³/d
CANVEY ISLAND STW | S01POOLCANKA | Direction | Live | No | ADY 162 | Waterside Farm Leisure Centre | Somnes Avenue | Canvey Island | Essex |  |  | SS8 9RA | 01/12/2013 | Used waters arising from the filter back washing process and from the periodic drain-down of the swimming pool contents | Castle Point Borough Council | Council Offices | Kiln Road | Benfleet | Essex |  | SS7 1TF | at a point prior to discharging to the public foul sewer | at the junction of Station Approach & Church Parade, Canvey Island | TQ7826084810 | TQ7863084640 | [54 empty] | 1000 | mg/l | [10 empty] | 5 | mg/l | [42 empty] | 6 | l/s | [36 empty] | 250 | mg/l | [10 empty] | 10 | pH | 6 | pH | [18 empty] | 1000 | mg/l | [8 empty] | 1000 | mg/l | [6 empty] | 45 | °C | [8 empty] | 10 | m³/d
CANVEY ISLAND STW | S01CALORCOKA1 | Consent | Live | No | TECO-0106-2018 | Calor Terminal | Thames Road | Canvey Island | Essex |  |  | SS8 0HR | 20/11/2018 | Mains water containing Biocide for disinfection and Corrosion inhibitors. | Calor Gas Ltd | Athena House | Athena Drive | Tatchbrook Park | Warwick |  | CV34 6RL | the manhole adjacent to the cooling tower | the inlet of Canvey Water Recycling Centre | TQ7839582024 | TQ7878482261 | [54 empty] | 2000 | mg/l | [54 empty] | 1 | l/s | [48 empty] | 10 | pH | 6 | pH | [18 empty] | 1000 | mg/l | [16 empty] | 45 | °C | [8 empty] | 72 | m³/d
CANVEY ISLAND STW | S01MURCOCAKA | Direction | Live | No | TEDI-0079-2019 | Canvey Island Service Station | 129 High Street | Canvey Island | Essex |  |  | SS8 7RF | 30/09/2019 | Used water from hand-held jet wash facilities, after passage via a silt trap. | NTS Retail Limited | 57 Blakes Avenue | New Malden | Surrey |  |  | KT3 6RF | the manhole between the car wash and drying canopy | High Street, Canvey | TQ8054683646 | TQ8054283618 | [54 empty] | 2500 | mg/l | [54 empty] | 0.3 | l/s | [48 empty] | 11 | pH | 6 | pH | [18 empty] | 1000 | mg/l | [16 empty] | 45 | °C | [8 empty] | 1.5 | m³/d
CANVEY ISLAND STW | S01CANVALEKA | Consent | Live | No | TECO-0071-2020 | Car Park Valeting Limited | Customer Car Park | Morrisons Supermarket | Northwick Road | Canvey Island |  | SS8 0SW | 13/08/2020 | Used water, after passage via a silt trap/interceptor, from the external washing of vehicles only. | Car Park Valeting Limited | C/O Simpson Wreford & Partners | Suffolk House, George Street | Croydon | Surrey |  | CR0 0YN | a point to discharge to the private foul sewer | the west of the supermarket at the end of the service road | TQ7702383519 | TQ7713083499 | [54 empty] | 2500 | mg/l | [54 empty] | 0.1 | l/s | [48 empty] | 11 | pH | 6 | pH | [18 empty] | 1000 | mg/l | [16 empty] | 43 | °C | [8 empty] | 1 | m³/d
CANVEY ISLAND STW | S01KNGSWIMKA1 | Direction | Live | No | TEDI-0100-2020 | Kings Park Village | Canvey Island | Essex |  |  |  | SS8 8HE | 10/08/2020 | Used water arising from pool filter backwash. | Cove Communities Venture II KPV Limited | 1 Bartholomew Lane | London |  |  |  | EC2N 2AX | the foul manhole adjacent to swimming pool plant room rear entrance | rising main from residential village to Creek Road/Rainbow Road | TQ8113783942 | TQ8075583908 | [54 empty] | 1000 | mg/l | [10 empty] | 5 | mg/l | [42 empty] | 2 | l/s | [48 empty] | 10 | pH | 6 | pH | [18 empty] | 1000 | mg/l | [16 empty] | 43 | °C | [8 empty] | 10 | m³/d
CANVEY ISLAND STW | S01CANVLLOKA1 | Consent | Live | No | TECO-0042-2023 | Laurelle London Limited | Thames View Business Park | Fenttiman Road | Canvey Island | Essex |  | SS8 0EQ | 25/04/2023 | Used water comprising rinse waters only, arising from the manufacture of personal care products. | Laurelle London Limited | 207 Regent Street | London |  |  |  | W1B 3HH | the manhole in the front car park, adjacent to the production rooms | Fenttiman Road | TQ7708682889 | TQ7714182901 | [54 empty] | 10000 | mg/l | [26 empty] | 1000 | mg/l | [26 empty] | 1 | l/s | [48 empty] | 10 | pH | 6 | pH | [18 empty] | 1000 | mg/l | [16 empty] | 43 | °C | [8 empty] | 2 | m³/d
CANVEY ISLAND STW | S01CANLAUNKA | Direction | Live | No | TEDI-0228-2023 | Canvey Ironing and Laundry | Unit 12 Vikings Way | Charfleets Industrial estate | Canvey Island | Essex |  | SS8 0PB | 30/01/2024 | Used waters arising from laundering of commercial and domestic items. | Canvey Commercial Laundry Limited | Unit 10 Vikings Way | Charfleets Industrial Estate | Canvey Island | Essex |  | SS8 0PB | the tap on the discharge pipework inside the main building | Charfleets Service Road | TQ7765883385 | TQ7768183427 | [54 empty] | 3500 | mg/l | [54 empty] | 0.55 | l/s | [48 empty] | 11 | pH | 6 | pH | [18 empty] | 1500 | mg/l | [16 empty] | 43 | °C | [8 empty] | 20 | m³/d
CANVEY ISLAND STW | S01CANVMORKA1 | Consent | Live | No | TECO-0087-2024 | WM Morrison Supermarkets Ltd | Northwick Road | Canvey Island | Essex |  |  | SS8 0PS | 13/05/2024 | Used water, after passage via an interceptor, from the external washing of vehicles only. | WM Morrison Supermarkets Ltd | Hilmore House | Gain Lane | Bradford | Yorkshire |  | BD3 7DL | the final stage interceptor south of the car wash | Northwick Road | TQ7707583639 | TQ7718283626 | [54 empty] | 2500 | mg/l | [54 empty] | 1 | l/s | [48 empty] | 11 | pH | 6 | pH | [18 empty] | 1000 | mg/l | [16 empty] | 43 | °C | [8 empty] | 6 | m³/d
CANVEY ISLAND STW | S01CANVENTKA1 | Consent | Live | No | TECO-0134-2025 | Enterprise Rent-A-Car | 368 Long Road | Canvey Island | Essex |  |  | SS8 0JU | 13/08/2025 | Used water, after passage via an interceptor, from the external washing of vehicles only. | Enterprise Rent-A-Car UK Limited | Enterprise House | Vicarage Road | Egham, Surrey |  |  | TW20 9FB | the interceptor in the wash bay | the entrance of the site | TQ7804183257 | TQ7802783248 | [54 empty] | 2500 | mg/l | [54 empty] | 0.2 | l/s | [48 empty] | 11 | pH | 6 | pH | [18 empty] | 1000 | mg/l | [16 empty] | 43 | °C | [8 empty] | 2 | m³/d
CANWICK STW | S01CANCOLLKA1 | Consent | Live | No | ACZ 354 | Lincoln College | Christ's Hospital Terrace | Lincoln | Lincolnshire |  |  | LN2 1LY | 01/09/2015 | Used water from the following processes: i) diluted spent chemicals from photographic paper processing ii) diluted spent chemicals from photographic film processing iii) floor cleaning from the photographic department iv) boiler blowdown iv) boiler condensate vi) water softener backwash | Lincoln College | Monks Road Monks Road | Lincoln | Lincolnshire |  |  | LN2 5HQ | at a point near the boiler room | at Manhole 6703, Christ's Hospital Terrace, Lincoln | SK9769171738 | SK9769871719 | [54 empty] | 25000 | mg/l | [54 empty] | 1 | l/s | [48 empty] | 12.5 | pH | 6 | pH | [18 empty] | 1000 | mg/l | [16 empty] | 45 | °C | [8 empty] | 5 | m³/d
CANWICK STW | S01CANIPARKA1 | Consent | Live | No | ACZ 609 | Innovation Parking Solutions | St Marks Square | Lincoln |  |  |  | LN5 7EX | 06/02/2017 | Used water after settlement from the external cleaning of vehicles. | Innovation Parking Solutions | 15 Station Road | St Ives | Cambridgeshire |  |  | PE27 5BH | at a point after the settlement sump | at MH 2602, Firth Road, Lincoln | SK9690170840 | SK9720670696 | [54 empty] | 2500 | mg/l | [54 empty] | 1 | l/s | [48 empty] | 11 | pH | 6 | pH | [18 empty] | 1000 | mg/l | [16 empty] | 45 | °C | [8 empty] | 1 | m³/d
CANWICK STW | S01CANDREWKA1 | Consent | Live | No | ACZ 524 | Andrews Car Centre | Corner of Tritton Road | Dixon Street | Lincoln |  |  | LN6 7UB | 21/07/2016 | Used water after passage via an interceptor from the external washing of vehicles. | John H B Andrews Limited | Dixon Close | Dixon Street | Lincoln | Lincolnshire |  | LN6 7UB | at a point after the interceptor, prior to discharge to the public foul sewer | at manhole 4005, Dixon Close, Lincoln | SK9640170100 | SK9640170067 | [54 empty] | 2500 | mg/l | [54 empty] | 1 | l/s | [48 empty] | 11 | pH | 6 | pH | [18 empty] | 1000 | mg/l | [16 empty] | 45 | °C | [8 empty] | 2 | m³/d
CANWICK STW | S01CANMARSKA3 | Consent | Live | No | ACZ 272 | Marshall of Lincoln - Nissan | Lincolnfields Park | Sadler Road | Lincoln |  |  | LN6 3RS | 08/04/2015 | Used water, after passage via an interceptor, arising from the external washing of vehicles. | Marshall Motor Group Limited | Airport House | The Airport | Cambridge |  |  | CB5 8RY | at a point after the interceptor, prior to discharge to the public foul sewer | at manhole 5404, Cheshire Road, Lincoln | SK9253568541 | SK9252768484 | [54 empty] | 2500 | mg/l | [54 empty] | 1 | l/s | [48 empty] | 11 | pH | 6 | pH | [18 empty] | 1000 | mg/l | [16 empty] | 45 | °C | [8 empty] | 3 | m³/d
CANWICK STW | S01CANMBHCKA1 | Consent | Live | No | ACZ 273 | Millbrook Healthcare | 48 Great Northern Terrace | Lincoln |  |  |  | LN5 8HJ | 31/03/2015 | Used waters from the laundering and cleaning of disability items. | Millbrook Healthcare Limited | Nutsey Lane | Calmore Industrial Estate | Totton | Southampton |  | SO40 3XJ | at a designated sink & washing machine outlet in the cleaning bay | at the manhole 6807, Great Northern Terrace, Lincoln | SK9858570775 | SK9856870839 | [54 empty] | 2000 | mg/l | [54 empty] | 1 | l/s | [48 empty] | 11 | pH | 6 | pH | [18 empty] | 1000 | mg/l | [16 empty] | 45 | °C | [8 empty] | 3 | m³/d
CANWICK STW | S01ALMILGPKA | Consent | Live | No | ACV 42 | Allied Milling & Baking Group | Exchange Road | Lincoln |  |  |  | LN6 3JZ | 30/04/2010 | Wastewater, after passage via a triple-stage interceptor, from the external washing of vehicles only. | ABF Grain Products Limited | Weston Centre | 10 Grosvenor Street | London |  |  |  | at a point after the interceptor and prior to discharge into the public foul sewer | at Exchange Road, Lincoln | SK9401068000 | SK9401068000 | [54 empty] | 2000 | mg/l | [54 empty] | 0.03 | m³/hr | [36 empty] | 250 | mg/l | [10 empty] | 11 | pH | 6 | pH | [18 empty] | 1000 | mg/l | [8 empty] | 1000 | mg/l | [6 empty] | 45 | °C | [8 empty] | 0.05 | m³/d
CANWICK STW | S01SHANDTRKA | Consent | Live | No | ACV 198 | Super Hand Car Wash Limited | Tritton Road | Lincoln | Lincolnshire |  |  | LN6 7QY | 13/01/2011 | Wastewater from vehicle jet washing, after passage through a triple chamber interceptor | Super Hand Car Wash Limited | 45 Bedford Way | Scunthorpe | North Lincolnshire |  |  | DN15 8GP | at manhole by entrance, prior to discharge to the public foul sewer | at Tritton Road, Lincoln | SK9544069090 | SK9544069090 | [54 empty] | 2500 | mg/l | [54 empty] | 1 | m³/hr | [36 empty] | 250 | mg/l | [10 empty] | 11 | pH | 6 | pH | [18 empty] | 1000 | mg/l | [8 empty] | 1000 | mg/l | [6 empty] | 45 | °C | [8 empty] | 1 | m³/d
CANWICK STW | S01CANWATPKA1 | Consent | Live | No | ACY 204 | Watson Petroleum Limited | 13 Crofton Drive | Allenby Industrial Estate | Lincoln |  |  | LN3 4NR | 27/02/2014 | Used waters arising from the external washing of vehicles plus contaminated surface water, having passed through a maintained interceptor. | Watson Petroleum Limited | Lindum House, Causeway End | Brinkworth | Chippenham | Wiltshire |  | SN15 5DN | at a point after the interceptor, prior to discharging to the public foul sewer | at Manhole 0701 Crofton Drive, Lincoln | TF0004771784 | TF0005471750 | [54 empty] | 2500 | mg/l | [54 empty] | 1 | m³/hr | [36 empty] | 250 | mg/l | [10 empty] | 11 | pH | 6 | pH | [18 empty] | 1000 | mg/l | [8 empty] | 1000 | mg/l | [6 empty] | 45 | °C | [8 empty] | 8 | m³/d
CANWICK STW | S01VEOENSVKA | Consent | Live | No | ACV 37 | Veolia Environmental Services | 70 Wragby Road East | North Greetwell | Lincoln | Lincolnshire |  | LN2 4QZ | 13/05/2010 | Wastewater from the external jet washing of vehicles only | Veolia ES (UK) Limited | Veolia House | 154A Pentonville Road | London |  |  | N1 9PE | at the discharge manhole in the washbay area prior to discharging to the public foul sewer | at Westfield Drive, Lincoln | TF0180074000 | TF0180074000 | [54 empty] | 2000 | mg/l | [54 empty] | 1 | m³/hr | [36 empty] | 250 | mg/l | [10 empty] | 11 | pH | 6 | pH | [18 empty] | 1000 | mg/l | [8 empty] | 1000 | mg/l | [6 empty] | 45 | °C | [8 empty] | 1 | m³/d
CANWICK STW | S01CANHORTKA1 | Consent | Live | No | ACZ 748 | Dennis Horton & Son Ltd | Kingsley Road | Lincoln |  |  |  | LN6 3TA | 08/11/2017 | Used water after passage via an interceptor, from the external washing of vehicles. | Dennis Horton & Son Limited | Kingsley Road | Lincoln |  |  |  | LN6 3TA | at a point after the interceptor | at manhole 5300, Kingsley Road, Lincoln | SK9246368400 | SK9254168390 | [54 empty] | 2500 | mg/l | [54 empty] | 1 | l/s | [48 empty] | 11 | pH | 6 | pH | [18 empty] | 1000 | mg/l | [16 empty] | 45 | °C | [8 empty] | 2 | m³/d
CANWICK STW | S01CANMARSKA2 | Consent | Live | No | ACZ 271 | Marshall of Lincoln (Landrover) | Kingsley Road | Lincolnfields | Lincoln |  |  | LN6 3TA | 02/04/2015 | Used water after passage via an interceptor, arising from the external washing of vehicles. | Marshall Motor Group Limited | Airport House | The Airport | Cambridge |  |  | CB5 8RY | a point after the interceptor, prior to discharge to the public foul sewer | at manhole 5402 Kingsley Road, Lincoln | SK9259168485 | SK9258568385 | [54 empty] | 2500 | mg/l | [54 empty] | 1 | l/s | [48 empty] | 11 | pH | 6 | pH | [18 empty] | 1000 | mg/l | [16 empty] | 45 | °C | [8 empty] | 2 | m³/d
CANWICK STW | S01CANDWSPKA1 | Consent | Live | No | ACY 80 | D W Sports Fitness | Tritton Road | Lincoln | Lincolnshire |  |  | LN6 7QY | 12/08/2013 | Used waters arising from (i) backwash filtration of swimming pool & spa bath, and (ii) the occasional emptying of pool and bath contents | Dave Whelan Sports Limited | Whelco Place | Enfield Industrial Estate | Enfield Street | Pemberton, Wigan | Lancashire | WN5 8DB | at a point following backwash filtration, prior to discharge to the public foul sewer | at Tritton Road, Lincoln | SK9546091370 | SK9542069040 | [54 empty] | 1000 | mg/l | [10 empty] | 5 | mg/l | [42 empty] | 2 | l/s | [36 empty] | 250 | mg/l | [10 empty] | 10 | pH | 6 | pH | [18 empty] | 1000 | mg/l | [8 empty] | 1000 | mg/l | [6 empty] | 45 | °C | [8 empty] | 25 | m³/d
CANWICK STW | S01JACKGBCKA | Consent | Live | No | ACW 30 | Jacksons Building Centres | Pelham House | Canwick Road | Lincoln |  |  | LN5 8HG | 11/05/2011 | Wastewater from the jet-washing of plant hire vehicles. | Grafton Merchanting GB Limited | PO Box 1224 | Pelham House | Canwick Road | Lincoln |  | LNS 8HG | at manhole in yard, prior to discharge to the public foul sewer. | at Canwick Road, Lincoln | SK9798070540 | SK9798070540 | [54 empty] | 2500 | mg/l | [54 empty] | 1 | l/s | [36 empty] | 250 | mg/l | [10 empty] | 11 | pH | 6 | pH | [18 empty] | 1000 | mg/l | [8 empty] | 1000 | mg/l | [6 empty] | 45 | °C | [8 empty] | 3 | m³/d
CANWICK STW | S01DHLLINCKA | Consent | Live | No | ACS 83 | DHL Express (UK) Limited | Sadler Road | Lincoln |  |  |  | LN6 3RS | 21/09/2007 | Wastewater, after passage via a suitably sized and maintained triple chamber interceptor, from the external washing of vehicles. | DHL Express (UK) Limited | Orbital Park | 177-188 Great Southwest Road | Hounslow | Middlesex |  | TW4 6JS | at the manhole after the interceptor | at Sadler Road, Lincoln | SK9300068200 | SK9300068200 | [54 empty] | 2000 | mg/l | [54 empty] | 0.08 | m³/hr | [36 empty] | 250 | mg/l | [10 empty] | 11 | pH | 6 | pH | [18 empty] | 1000 | mg/l | [8 empty] | 1000 | mg/l | [6 empty] | 45 | °C | [8 empty] | 2 | m³/d
CANWICK STW | S01CANGAPGKA1 | Direction | Live | No | ADZ 857 | Gap Group Ltd | Exchange Road | Lincoln |  |  |  | LN6 3JZ | 01/01/2017 | Used water having passed through an interceptor and filter system of the following: i) Cleaning and sanitising of portable toilet units, ii) Washdown of road plates, iii) Washdown of rubber matting, iv) Galvanised arris fencing, v) Contaminated surface water. | Gap Group Limited | Gap Group | Blenheim Place | Dunston Industrial Estate | Gateshead, Tyne and Wear |  | NE11 9HF | at a point after the filter system | at a point prior to manhole 9001, off Exchange Road, Lincoln | SK9394467947 | SK9394668076 | [54 empty] | 7000 | mg/l | [16 empty] | 3 | mg/l | [36 empty] | 1 | l/s | [48 empty] | 10 | pH | 6 | pH | [18 empty] | 3000 | mg/l | [16 empty] | 45 | °C | [8 empty] | 3 | m³/d | [14 empty] | 5 | mg/l
CANWICK STW | S01CANSWIMKA1 | Consent | Live | No | ACW 161 | David Lloyd Leisure Limited | Burton Waters | Woodcock Lane | Lincoln | Lincolnshire |  | LN1 2BE | 03/04/2012 | Wastewaters arising from the operation of the pool and spa water filter backwash. | David Lloyd Leisure Limited | The Hangar | Mosquito Way | Hatfield Business Park | Hatfield | Hertfordshire | AL10 9AX | at the agreed sampling point situated outside the building close to the pool plant room | at Woodcock Lane, Lincoln | SK9334073700 | SK9341073730 | [54 empty] | 1000 | mg/l | [10 empty] | 5 | mg/l | [42 empty] | 3 | l/s | [36 empty] | 250 | mg/l | [10 empty] | 10 | pH | 6 | pH | [18 empty] | 1000 | mg/l | [8 empty] | 1000 | mg/l | [6 empty] | 45 | °C | [8 empty] | 10 | m³/d
CANWICK STW | S01ACK221SKA | Direction | Live | No | ADZ 839 | Sportsdirect.com Fitness Limited | Witham Park House | Waterside South | Lincoln |  |  | LN5 8HJ | 01/12/2016 | Used water arising from the filter backwashing process and periodic drain-down of swimming pool contents. | Sportsdirect.com Fitness Limited | Unit A, Brook Park East | Meadow Lane | Shirebrook | Mansfield |  | NG20 8RY | at a point within the backwash plant prior to discharging to the public foul sewer | at a point prior to MH 6093, Waterside, Lincoln | SK9853370929 | SK9863170906 | [54 empty] | 1000 | mg/l | [10 empty] | 5 | mg/l | [42 empty] | 1 | l/s | [48 empty] | 10 | pH | 6 | pH | [18 empty] | 1000 | mg/l | [16 empty] | 45 | °C | [8 empty] | 2 | m³/d
CANWICK STW | S01109 KA | Direction | Live | No | ADT 71 | Abbey Washeteria | 197, Monks Road | Lincoln |  |  |  | LN2 5JP | 01/09/2008 | Wastewaters from the laundering of domestic items only | Mr Malcolm Charles Walker | Abbey Washeteria | 197 Monks Road | Lincoln | Lincolnshire |  | LN2 4PW | at the rear of the premises prioer to discharging to the public foul sewer | Monks Road, Lincoln | SK9860071400 | SK9860071400 | [54 empty] | 2000 | mg/l | [54 empty] | 2 | m³/hr | [36 empty] | 100 | mg/l | [10 empty] | 11 | pH | 6 | pH | [18 empty] | 500 | mg/l | [8 empty] | 1000 | mg/l | [6 empty] | 45 | °C | [8 empty] | 9 | m³/d
CANWICK STW | S01103 KA | Direction | Live | No | ADY 77 | Royal Mail | Lincoln Delivery Office | Firth Road | Lincoln | Lincolnshire |  | LN5 7NU | 01/09/2013 | Wastewater arising from a vehicle jet wash area discharged via silt trap. | Royal Mail Group Limited | 100 Victoria Embankment | London |  |  |  | EC4Y 0HQ | at the vehicle wash area, prior to discharging to the public foul sewer | at Firth Road, Lincoln | SK9720070600 | SK9720070600 | [54 empty] | 2500 | mg/l | [54 empty] | 1 | l/s | [36 empty] | 250 | mg/l | [10 empty] | 11 | pH | 6 | pH | [18 empty] | 1000 | mg/l | [8 empty] | 1000 | mg/l | [6 empty] | 45 | °C | [8 empty] | 2 | m³/d
CANWICK STW | S01CANVEOLKA1 | Consent | Live | No | ACY 146 | Veolia ES (UK) Ltd | Albion Works | Long Leys Road | Lincoln, Lincolnshire |  |  | LN1 1DS | 04/11/2013 | Used water arising from the washing of refuse vehicles & wheelie bins | Veolia ES (UK) Limited | 8th Floor 210 | 210 Pentonville Road | London |  |  | N1 9JY | at a point after the settlement tank, prior to discharging to the public foul sewer | at Long Leys Road, Lincoln | SK9658072390 | SK9656072350 | [54 empty] | 2500 | mg/l | [54 empty] | 1 | l/s | [36 empty] | 250 | mg/l | [10 empty] | 11 | pH | 6 | pH | [18 empty] | 1000 | mg/l | [8 empty] | 1000 | mg/l | [6 empty] | 45 | °C | [8 empty] | 2 | m³/d
CANWICK STW | S01TOTFITNKA | Direction | Live | No | ADV 366 | Total Fitness 2010 Limited | Lincoln Fields | Whisby Road | Lincoln |  |  | LN6 3TA | 01/04/2011 | Wastewaters arising from the following (i) filter backwash waters from the three pools, (ii) the twice daily emptying of plunge pools, and (iii) periodic drain down of pools. | Total Fitness 2010 Limited | 100 Barbirolli Square | Manchester |  |  |  | M2 3AB | at a point in the manhole in front of the entrance, prior to discharge into the public foul sewer. | at Whisby Road, Lincoln | SK9250068200 | SK9250068200 | [54 empty] | 1000 | mg/l | [10 empty] | 5 | mg/l | [42 empty] | 5 | m³/hr | [36 empty] | 100 | mg/l | [10 empty] | 10 | pH | 6 | pH | [18 empty] | 1000 | mg/l | [8 empty] | 1000 | mg/l | [6 empty] | 45 | °C | [8 empty] | 19 | m³/d
CANWICK STW | S01ACH13DTKA | Direction | Live | No | ADU 159 | Denby Transport Limited | 73 Sadler Road | Lincoln | Lincolnshire |  |  | LN6 3JR | 01/10/2009 | Wastewater from washing of lorries and trailers only. | Denby Transport Limited | 73 Sadler Road | Lincoln | Lincolnshire |  |  | LN6 3JR | at the manhole by the small gate at the entrance to the premises | at Sadler Road, Lincoln | SK9310068100 | SK9310068100 | [54 empty] | 2000 | mg/l | [54 empty] | 1 | m³/hr | [36 empty] | 250 | mg/l | [10 empty] | 11 | pH | 6 | pH | [18 empty] | 1000 | mg/l | [8 empty] | 1000 | mg/l | [6 empty] | 45 | °C | [8 empty] | 5 | m³/d
CANWICK STW | S01SSNAPS KA | Direction | Live | No | ADZ 859 | Snappy Snaps | 3 Silver Street | Lincoln |  |  |  | LN2 1DY | 01/12/2016 | Used water from photographic development following pre-treatment through a silver recovery process. | Mr Dominic Dimmock T/A Snappy Snaps | 3 Silver Street | Lincoln |  |  |  | LN2 1DY | at a point prior to discharge into the public foul sewer | at a point prior to manhole 5202, High Street, Lincoln | SK9755671256 | SK9753871269 | [54 empty] | 25000 | mg/l | [54 empty] | 1 | l/s | [48 empty] | 10 | pH | 6 | pH | [14 empty] | 1 | mg/l |  |  | 500 | mg/l | [16 empty] | 45 | °C | [8 empty] | 1 | m³/d
CANWICK STW | S01ACG35LFKA | Direction | Live | No | ADZ 715 | Evans Halshaw Ford - Lincoln | 1 Outer Circle Road | Lincoln | Lincolnshire |  |  | LN2 4HZ | 01/10/2016 | Used water from the external washing of vehicles, after passing through an interceptor. | Stripestar Limited | Loxley House, 2 Oakwood Court | Little Oak Drive | Annesley | Nottingham |  | NG15 0DR | at the manhole of the last chamber of the 3 stage interceptor, prior to discharge to the public foul sewer. | at Greetwell Road, Lincoln | SK9959071990 | SK9959071990 | [54 empty] | 2500 | mg/l | [54 empty] | 1 | l/s | [48 empty] | 11 | pH | 6 | pH | [18 empty] | 1000 | mg/l | [16 empty] | 45 | °C | [8 empty] | 6 | m³/d
CANWICK STW | S01423 KA | Direction | Live | No | ADZ 613 | Hope Construction Materials Limited | Great Northern Terrace | Lincoln |  |  |  | LN5 8HJ | 01/08/2016 | Contaminated surface water run -off from yard and settlement tank overflow from recycling systems. | Hope Construction Materials Limited | Third Floor | Berkeley Square House | Berkeley Square | London |  | W1J 6BU | at a point prior to discharge into the public foul sewer | at Great Northern Terrace, Lincoln | SK9854070770 | SK9841070780 | [54 empty] | 2000 | mg/l | [54 empty] | 1 | l/s | [48 empty] | 12 | pH | 6 | pH | [18 empty] | 1000 | mg/l | [16 empty] | 45 | °C | [8 empty] | 2 | m³/d
CANWICK STW | S0155 KA | Direction | Live | No | ADX 295 | Lincolnshire Co-operative Limited | t/a Winning Post Filling Station | Carholme Road | Lincoln |  |  | LN1 1RT | 15/10/2012 | Wastewaters arising from the external jet washing of vehicles | Lincolnshire Co-operative Limited | Stanley Bett House | 15 - 23 Tentercroft Street | Lincoln |  |  | LN5 7DB | at a point after the interceptor and prior to discharging to the public foul sewer | Carholme Road, Lincoln | SK9635071730 | SK9640071660 | [54 empty] | 2500 | mg/l | [54 empty] | 1 | l/s | [36 empty] | 250 | mg/l | [10 empty] | 11 | pH | 6 | pH | [18 empty] | 1000 | mg/l | [8 empty] | 1000 | mg/l | [6 empty] | 45 | °C | [8 empty] | 3 | m³/d
CANWICK STW | S01454 KA | Direction | Live | No | ADZ 703 | Malthurst Petroluem Limited | Petrol Service Station | 1001 Doddington Road | Lincoln |  |  | LN6 3SE | 01/10/2016 | Used waters, after passage via an interceptor, from the washing of vehicles using an automatic vehicle wash and a jet wash. | Malthurst Petroluem Limited | Vincent House | 4 Grove Lane | Epping | Essex |  | CM16 4LH | at a point after the interceptor and prior to discharge into the public foul sewer | at Doddington Road, Lincoln | SK9247068770 | SK9247068770 | [54 empty] | 2500 | mg/l | [54 empty] | 1 | l/s | [48 empty] | 11 | pH | 6 | pH | [18 empty] | 1000 | mg/l | [16 empty] | 45 | °C | [8 empty] | 8 | m³/d
CANWICK STW | S01ACN1325KA | Direction | Live | No | ADZ 601 | Sainsburys Supermarket | Petrol Filling Station | Tritton Road | Lincoln |  |  | LN6 7QN | 01/10/2016 | Used water arising from an automatic car wash, for the external washing of vehicles, after passage via a 3 stage interceptor. | Sainsbury's Supermarkets Limited | 33 Holborn | London |  |  |  | EC1N 2HT | at manhole 0401, Tritton Road Lincoln | Tritton Road, Lincoln. | SK9507368502 | SK9502868478 | [54 empty] | 2500 | mg/l | [54 empty] | 1 | l/s | [48 empty] | 11 | pH | 6 | pH | [18 empty] | 1000 | mg/l | [16 empty] | 45 | °C | [8 empty] | 5 | m³/d
CANWICK STW | S01WMORRISKA | Direction | Live | No | ADZ 599 | Wm Morrison Supermarkets PLC | Tritton Road | Lincoln |  |  |  | LN6 7QY | 01/06/2016 | Used water after passage via an interceptor, from the external washing of vehicles only using a jet wash facility. | Wm Morrisons Supermarket PLC | Hillmore House | Gain Lane | Bradford | West Yorkshire |  | BD3 7DL | at a point on the premises prior to discharging to the public foul sewer | at Beevor Sreet, Lincoln | SK9668270723 | SK9671170808 | [54 empty] | 2500 | mg/l | [54 empty] | 1 | l/s | [48 empty] | 11 | pH | 6 | pH | [18 empty] | 1000 | mg/l | [16 empty] | 45 | °C | [8 empty] | 10 | m³/d
CANWICK STW | S01SLESSVWKA | Direction | Live | No | ADX 291 | Sleaford Service Station | Bracebridge Heath | Lincoln | Lincolnshire |  |  | LN4 2ND | 01/01/2013 | Wastewaters from an automatic car wash and jet wash. | Rontec Watford Limited | 13-14 Esplanade | St. Helier | Jersey |  |  | JE1 1BD | at a point prior to discharge into the sewer | at Sleaford Road. | SK9837067160 | SK9837067140 | [54 empty] | 2500 | mg/l | [54 empty] | 1 | l/s | [36 empty] | 250 | mg/l | [10 empty] | 11 | pH | 6 | pH | [18 empty] | 1000 | mg/l | [8 empty] | 1000 | mg/l | [6 empty] | 45 | °C | [8 empty] | 5 | m³/d
CANWICK STW | S01114 KA | Direction | Live | No | ADN 56 | Maytag Launderette | 8 Burton Road | Lincoln |  |  |  | LN1 3LB | 01/08/2002 | Wastewater from a laundry. | Mr S P Empson | Maytag Launderette | 8 Burton Road | Lincoln |  |  | LN1 3LB | Not specified | Burton Road, Lincoln. | SK9733072040 | SK9733072040 | [54 empty] | 1500 | mg/l | [54 empty] | 1 | m³/hr | [36 empty] | 100 | mg/l | [10 empty] | 11 | pH | 6 | pH | [18 empty] | 500 | mg/l | [8 empty] | 1000 | mg/l | [6 empty] | 45 | °C | [8 empty] | 8 | m³/d
CANWICK STW | S01ACG199LKA | Direction | Live | No | ADT 191 | Stagecoach | Maintenance Depot | Great Northern Terrace | Lincoln |  |  | LN5 8HN | 01/12/2008 | Wastewater, after passage via a triple chamber interceptor, from the external washing of buses only. | Lincolnshire Road Car Co Limited | Daw Bank | Stockport | Cheshire |  |  | SK3 0DY | at the manhole at the right had side of the bus wash unit | at Great Northern Terrace, Lincoln | SK9820070820 | SK9820070820 | [54 empty] | 2000 | mg/l | [54 empty] | 1 | m³/hr | [36 empty] | 250 | mg/l | [10 empty] | 11 | pH | 6 | pH | [18 empty] | 1000 | mg/l | [8 empty] | 1000 | mg/l | [6 empty] | 45 | °C | [8 empty] | 8 | m³/d
CANWICK STW | S01ACI10IMKA | Direction | Live | No | ADP 194 | ARC Carwash | 3 Outer Circle Road | Lincoln | Lincolnshire |  |  | LN2 4HU | 01/04/2005 | Wastewater from carwash | Anduff Car Wash LTD | 35-37 Amersham Hill | High Wycombe | Buckinghamshire |  |  | HP13 6NH | Not specified | Outer Circle Road, Lincoln. | SK9965071990 | SK9965071990 | [54 empty] | 3000 | mg/l | [54 empty] | 1 | l/s | [36 empty] | 250 | mg/l | [10 empty] | 10 | pH | 6 | pH | [18 empty] | 1000 | mg/l | [8 empty] | 1000 | mg/l | [6 empty] | 45 | °C | [8 empty] | 15 | m³/d
CANWICK STW | S01CANSASLKA1 | Consent | Live | No | ACY 119 | Speedy Asset Services Limited | 9 Chieftain Way | Tritton Road Trading Estate | Tritton Road | Lincoln |  | LN6 7RY | 13/12/2013 | Used water, having passed through an interceptor, from washing plant and equipment. | Speedy Asset Services Limited | Chase House | 16 The Parks | Newton Le Willows | Merseyside |  | WA12 0JQ | a point after the interceptor, prior to discharging to the public foul sewer | at manhole 1901 Chieftain Way/Tritton Road, Lincoln | SK9608469955 | SK9613369999 | [54 empty] | 2500 | mg/l | [54 empty] | 1 | l/s | [36 empty] | 250 | mg/l | [10 empty] | 11 | pH | 6 | pH | [18 empty] | 1000 | mg/l | [8 empty] | 1000 | mg/l | [6 empty] | 45 | °C | [8 empty] | 1 | m³/d
CANWICK STW | S01CANKONDKA1 | Consent | Live | No | ACZ 333 | Tesco Hand Car Wash | Tesco Store - Lincoln 2 Extra | Wragby Road | Lincoln |  |  | LN2 4QQ | 17/09/2015 | Used waters arising from the washing of vehicles, having passed through an interceptor. | Konduri LTD | c/o SEH Capital LTD | Suite 7, 10 Churchill Square | Kings Hill,West Maling | Kent |  | ME19 4YU | at a point after the interceptor | at MH1501, Wragby Road, Lincoln | SK9913172484 | SK9914872569 | [54 empty] | 2500 | mg/l | [54 empty] | 0.5 | l/s | [48 empty] | 11 | pH | 6 | pH | [18 empty] | 1000 | mg/l | [16 empty] | 45 | °C | [8 empty] | 5 | m³/d
CANWICK STW | S01ACG179TKA | Direction | Live | No | ADZ 927 | UPS Limited | Deacon Road | Lincoln |  |  |  | LN2 4JB | 09/02/2017 | Used water after passage via an interceptor, from the external washing of vehicles only. | UPS Limited | UPS House | Forest Road | Feltham | Middlesex |  | TW13 7DY | at the manhole in the yard and prior to discharge into the public sewer | at MH 2301, Deacon Road, Lincoln | SK9929572398 | SK9923973278 | [54 empty] | 2500 | mg/l | [54 empty] | 1 | l/s | [48 empty] | 11 | pH | 6 | pH | [18 empty] | 1000 | mg/l | [16 empty] | 45 | °C | [8 empty] | 1 | m³/d
CANWICK STW | S01NCB21SHKA | Direction | Live | No | ADV 346 | Shell - Markham Moor | The Round-A-Bout | Burton Road | Lincoln |  |  | LN1 3ND | 01/03/2011 | Wastewater from the jet washing of vehicles only. | Shell UK Limited | Shell Centre | London |  |  |  | SE1 7NA | at manhole by vehicle wash, prior to discharge to the public foul sewer | at Burton Road/Yarborough Crescent junction, Lincoln | SK9712072610 | SK9712072610 | [54 empty] | 2500 | mg/l | [54 empty] | 1 | m³/hr | [36 empty] | 250 | mg/l | [10 empty] | 11 | pH | 6 | pH | [18 empty] | 1000 | mg/l | [8 empty] | 1000 | mg/l | [6 empty] | 45 | °C | [8 empty] | 4 | m³/d
CANWICK STW | S01ACJ17SWKA | Direction | Live | No | ADZ 873 | Waitrose Lincoln | Searby Road | Lincoln |  |  |  | LN2 4DS | 02/12/2016 | Used water, after passage through an interceptor, from the external washing of vehicles. | Waitrose limited | 171 Victoria Street | London |  |  |  | SW1E 5NN | at a point prior to discharge to the public foul sewer | at Searby Road, Lincoln. | SK9870573690 | SK9888473555 | [54 empty] | 2500 | mg/l | [54 empty] | 1 | l/s | [48 empty] | 11 | pH | 6 | pH | [18 empty] | 1000 | mg/l | [16 empty] | 45 | °C | [8 empty] | 12 | m³/d
CANWICK STW | S01ACJ180LKA | Direction | Live | No | ADZ 819 | The Priory City of Lincoln Academy Sports Centre | Skellingthorpe Road | Lincoln |  |  |  | LN6 0EP | 01/12/2016 | Used water from the filter backwashing process and periodic drain-down of swimming pool contents. | The Priory Federation of Academies | 23 Cross O'Cliff Hill | Lincoln |  |  |  | LN5 8PW | at a point after the backwash filters | at Skellingthorpe Road, Lincoln. | SK9547669452 | SK9544969283 | [54 empty] | 1000 | mg/l | [10 empty] | 5 | mg/l | [42 empty] | 4 | l/s | [48 empty] | 10 | pH | 6 | pH | [18 empty] | 1000 | mg/l | [16 empty] | 45 | °C | [8 empty] | 25 | m³/d
CANWICK STW | S01NCF47ESKA | Direction | Live | No | ADZ 777 | Lindum Service Station | 246 Newark Road | Lincoln |  |  |  | LN6 8RP | 01/11/2016 | Used water, having passed through an interceptor, from jet washing. | Euro Garages Limited | Euro House | The Beehive Trading Park | Haslingden Road | Blackburn, Lancashire |  | BB1 2EE | a point after the interceptor | at Newark Road, Lincoln | SK9655668177 | SK9655568158 | [54 empty] | 2500 | mg/l | [54 empty] | 1 | l/s | [48 empty] | 11 | pH | 6 | pH | [18 empty] | 1000 | mg/l | [16 empty] | 45 | °C | [8 empty] | 5 | m³/d
CANWICK STW | S01ABDULVWKA | Direction | Live | No | ADZ 991 | Super Hand Car Wash Lincoln Valet Ltd | 1 Dixon Way | Lincoln | Lincolnshire |  |  | LN6 7DD | 27/06/2017 | Used water after settlement from the external cleaning of vehicles. | Sewa Ahmed Abdulla - T/A Super Hand Car Wash Lincoln Valet Ltd | 82 Oswald Road | Scunthorpe | Lincolnshire |  |  | DN15 7PA | at a manhole in the yard | at Dixon Way, Lincoln | SK9688970076 | SK9687870060 | [54 empty] | 2500 | mg/l | [54 empty] | 1 | l/s | [48 empty] | 11 | pH | 6 | pH | [18 empty] | 1000 | mg/l | [16 empty] | 45 | °C | [8 empty] | 3 | m³/d
CANWICK STW | S01SUPERVWKA | Direction | Live | No | ADZ 992 | Super Hand Car Wash (Lincolnshire) Ltd | Outer Circle Road | Lincoln | Lincolnshire |  |  | LN2 4JA | 27/06/2017 | Used water after settlement, from the external cleaning of vehicles. | Abdulwahid Khdir Haji - T/ Super Hand Car Wash (Lincolnshire) Ltd | 82 Oswald Road | Scunthorpe | North Lincolnshire |  |  | DN15 7PA | at a point after interceptor and prior to discharging to the public foul sewer | at Outer Circle Road, Lincoln | SK9954172537 | SK9958672484 | [54 empty] | 2500 | mg/l | [54 empty] | 1 | l/s | [48 empty] | 11 | pH | 6 | pH | [18 empty] | 1000 | mg/l | [16 empty] | 45 | °C | [8 empty] | 3 | m³/d
CANWICK STW | S01CANNMBMKA1 | Consent | Live | No | ACZ 494 | NMB - Minebea UK Ltd | Doddington Road | Lincoln |  |  |  | LN6 3RA | 27/07/2016 | Used water arising from air compressor condensate. | NMB - Minebea UK Ltd | Doddington Road | Lincoln |  |  |  | LN6 3RA | at a point prior to the drain | at manhole 3401, Sadker Road, Lincoln | SK9323668382 | SK9332068431 | [54 empty] | 2000 | mg/l | [54 empty] | 1 | l/s | [48 empty] | 10 | pH | 6 | pH | [18 empty] | 1000 | mg/l | [16 empty] | 45 | °C | [8 empty] | 1 | m³/d
CANWICK STW | S01CANMARSKA4 | Consent | Live | No | TECO-0067-2019 | Marshall Jaguar Landrover Lincoln | Teal Park | Whisby Road | Lincoln | Lincolnshire |  | LN6 3AG | 04/06/2019 | Used water, after passage via an interceptor, from the external washing of vehicles only. | Marshall Motor Holdings plc | Airport House | The Airport | Cambridge | Cambridgeshire |  | CB5 8RY | a point after the interceptor | Manhole 6801, Teal Park Road, Lincoln | SK9283667860 | SK9269867846 | [54 empty] | 2500 | mg/l | [54 empty] | 1 | l/s | [48 empty] | 11 | pH | 6 | pH | [18 empty] | 1000 | mg/l | [16 empty] | 45 | °C | [8 empty] | 5 | m³/d
CANWICK STW | S01CANAFPSKA1 | Consent | Live | No | TECO-0138-2019 | Lincolnshire County Emergency Centre | Ambulance, Fire and Police Station | South Park Avenue | Lincoln |  |  | LN5 8EL | 04/12/2019 | Used water, after passage via an interceptor, from the external washing of vehicles only. | Lincolnshire County Council | Newland | Lincoln |  |  |  | LN1 1YL | a point after the interceptor. | the rear of Lincolnshire County Emergency Centre, South Park Avenue, Lincoln. | SK9762469930 | SK9767269978 | [54 empty] | 2500 | mg/l | [54 empty] | 1 | l/s | [48 empty] | 11 | pH | 6 | pH | [18 empty] | 1000 | mg/l | [16 empty] | 45 | °C | [8 empty] | 3 | m³/d
CANWICK STW | S01CEMSLTDKA | Direction | Live | No | TEDI-0051-2020 | Biffa Environmental Municipal Services Limited | Central Depot | Stamp End | Waterside South | Lincoln |  | LN5 7JD | 18/05/2020 | Used waters, after passage via an interceptor, from the external washing of vehicles. | Biffa Environmental Municipal Services Limited | Coronation Road | Cressex Business Park | High Wycombe | Buckinghamshire |  | HP12 3TZ | the manhole prior to entry into the public foul sewer | Manhole 2002, Waterside South, Lincoln | SK9817070923 | SK9822271082 | [54 empty] | 2500 | mg/l | [54 empty] | 1 | l/s | [48 empty] | 11 | pH | 6 | pH | [18 empty] | 1000 | mg/l | [16 empty] | 45 | °C | [8 empty] | 2 | m³/d
CANWICK STW | S01CANSCANKA1 | Consent | Live | No | TECO-0114-2020 | Scania (Great Britain) Limited Lincoln | Unit 5 | Whisby Way | Lincoln | Lincolnshire |  | LN6 3LQ | 30/10/2020 | Used water from the washing of commercial vehicles for MOT preparation. | Scania (Great Britain) Limited | Delaware Drive | Tongwell | Milton Keynes | Buckinghamshire |  | MK15 8HB | a point after the interceptor prior to the public foul sewer | Whisby Way, Lincoln | SK9333768190 | SK9337068141 | [54 empty] | 2500 | mg/l | [54 empty] | 1 | l/s | [36 empty] | 250 | mg/l | [10 empty] | 11 | pH | 6 | pH | [18 empty] | 1000 | mg/l | [8 empty] | 1000 | mg/l | [6 empty] | 43 | °C | [8 empty] | 1 | m³/d
CANWICK STW | S01CANWITHKA1 | Consent | Live | No | TECO-0194-2021 | Witham Group Limited | Outer Circle Road | Lincoln |  |  |  | LN2 4HL | 25/10/2021 | Used water, after passage via an interceptor, from the external washing of vehicles only. | Witham Group Limited | Outer Circle Road | Lincoln |  |  |  | LN2 4HL | a point downstream of the oil interceptor and prior to connection to the public foul sewer | Greetwell Road | SK9980472214 | SK9986871863 | [54 empty] | 2500 | mg/l | [54 empty] | 1 | l/s | [48 empty] | 11 | pH | 6 | pH | [18 empty] | 1000 | mg/l | [16 empty] | 43 | °C | [8 empty] | 2 | m³/d
CANWICK STW | S01CANFASLKA1 | Consent | Live | No | TECO-0213-2021 | Ford & Slater Limited | Sleaford Road | Bracebridge Heath | Lincoln |  |  | LN4 2NQ | 29/11/2021 | Used water, after passage via an interceptor, from the external washing of vehicles only, including pre-MOT inspection and washing. | Ford & Slater Limited | Hazel Drive | Narborough Road South | Leicester |  |  | LE3 2JG | downstream of the oil interceptor and prior to the public foul sewer | Sleaford Road | SK9827967314 | SK9827567244 | [54 empty] | 2500 | mg/l | [54 empty] | 1 | l/s | [48 empty] | 11 | pH | 6 | pH | [18 empty] | 1000 | mg/l | [16 empty] | 43 | °C | [8 empty] | 2.5 | m³/d
CANWICK STW | S01ACO2000KA1 | Consent | Live | No | TECO-0243-2021 | Siemens Energy Industrial Turbomachinery Limited | Firth Road | Lincoln | Lincolnshire |  |  | LN5 7AA | 20/01/2022 | Used waters arising from the production of demineralised water from the potable water supply. | Siemens Energy Industrial Turbomachinery Limited | C A Parsons Works | Shields Road | Newcastle Upon Tyne | England |  | NE6 2YL | a point prior to discharge to the public foul sewer | Firth Road, Lincoln, MH 9601 | SK9699570679 | SK9692570686 | [54 empty] | 2000 | mg/l | [54 empty] | 0.3 | l/s | [48 empty] | 10 | pH | 6 | pH | [18 empty] | 1000 | mg/l | [16 empty] | 43 | °C | [8 empty] | 1.4 | m³/d
CANWICK STW | S01ALSPAINKA | Direction | Live | No | TEDI-0015-2022 | Siemens Energy Industrial Turbomachinery Limited | 1 Waterside South | Lincoln | Lincolnshire |  |  | LN5 7FD | 20/01/2022 | Contaminated surface water from paint & oil storage area, having passed through an interceptor, plus condensate and diluted safety kleen solution from an aqua-save evaporation unit. | Siemens Energy Industrial Turbomachinery Limited | C A Parsons Works | Shields Road | Newcastle Upon Tyne | Northumberland |  | NE6 2YL | a point prior to discharge into the public foul sewer | Waterside South, Lincoln, MH 8906 | SK9790270875 | SK9783070907 | [54 empty] | 4000 | mg/l | [54 empty] | 1 | l/s | [48 empty] | 10 | pH | 6 | pH | [18 empty] | 500 | mg/l | [16 empty] | 43 | °C | [8 empty] | 20 | m³/d | [14 empty] | 3 | mg/l
CANWICK STW | S01ACN124 KA | Direction | Live | No | TEDI-0018-2022 | Siemens Energy Industrial Turbomachinery Limited | 1 Waterside South | Lincoln | Lincolnshire |  |  | LN5 7FD | 20/01/2022 | Used water from the following process (i) metal polishing sinks, (ii) laboratory sinks, (iii) hot mounting presses cooling water & (iv) ultrasonic bath. | Siemens Energy Industrial Turbomachinery Limited | C A Parsons Works | Shields Road | Newcastle Upon Tyne | Northumberland | England | NE6 2YL | a point prior to discharge into the public foul sewer | Newton Street, Lincoln, MH 8906 | SK9790270875 | SK9783070907 | [54 empty] | 1000 | mg/l | [12 empty] | 2.5 | mg/l | [40 empty] | 1 | l/s | [32 empty] | 3 | mg/l | [14 empty] | 10 | pH | 6 | pH | [18 empty] | 200 | mg/l | [16 empty] | 43 | °C | [8 empty] | 1 | m³/d
CANWICK STW | S01CANSITFKA1 | Direction | Live | No | TEDI-0292-2021 | Siemens Energy Industrial Turbomachinery Limited | Fielden House | Teal Park Road | North Hykeham | Lincoln | Lincolnshire | LN6 3AD | 31/01/2022 | Used water arising from (i) air compressor condensate, (ii) boiler blowdown, (iii) water chillers, and (iv) the periodic discharge of non-glycol recirculating coolant from the high speed balancer, having passed through an interceptor. | Siemens Energy Industrial Turbomachinery Limited | Faraday House | Sir William Siemens Square | Frimley | Camberley | Surrey | GU16 8DQ | a point after the interceptor, prior to discharge to the public foul sewer | Teal Park Road, North Hykeham, MH 6502 | SK9236067590 | SK9268067920 | [54 empty] | 2000 | mg/l | [54 empty] | 1 | l/s | [48 empty] | 10 | pH | 6 | pH | [18 empty] | 500 | mg/l | [16 empty] | 43 | °C | [8 empty] | 5 | m³/d
CANWICK STW | S01ALSBAY5KA | Direction | Live | No | TEDI-0020-2022 | Siemens Energy Industrial Turbomachinery Limited | 1 Waterside South | Lincoln | Lincolnshire |  |  | LN5 7FD | 20/01/2022 | Used waters arising from (i) pressure testing components, and (ii) water softening backwash. | Siemens Energy Industrial Turbomachinery Limited | C A Parsons Works | Shields Road | Newcastle Upon Tyne | Northumberland | England | NE6 2YL | a point prior to discharge into the public sewer | Waterside South, Lincoln, MH 8906 | SK9790270875 | SK9783070907 | [54 empty] | 500 | mg/l | [54 empty] | 4 | l/s | [48 empty] | 10 | pH | 6 | pH | [18 empty] | 100 | mg/l | [16 empty] | 43 | °C | [8 empty] | 10 | m³/d
CANWICK STW | S01COMPWSHKA | Direction | Live | No | TEDI-0021-2022 | Siemens Energy Industrial Turbomachinery Limited | 1 Waterside South | Lincoln | Lincolnshire |  |  | LN5 7FD | 20/01/2022 | Used waters comprising overflow from water heating system used to heat Iotoxane through heat exchanger. | Siemens Energy Industrial Turbomachinery Limited | C A Parsons Works | Shields Road | Newcastle Upon Tyne | Northumberland | England | NE6 2YL | a point prior to discharge into the public foul sewer | Waterside South, Lincoln, MH 8906 | SK9790270875 | SK9783070907 | [54 empty] | 2000 | mg/l | [54 empty] | 0.3 | l/s | [48 empty] | 10 | pH | 6 | pH | [18 empty] | 1000 | mg/l | [16 empty] | 43 | °C | [8 empty] | 0.01 | m³/d
CANWICK STW | S01SOFTENRKA | Direction | Live | No | TEDI-0023-2022 | Siemens Energy Industrial Turbomachinery Limited | 1 Waterside South | Lincoln | Lincolnshire |  |  | LN5 7FD | 20/01/2022 | Used water arising from water softener regeneration processes. | Siemens Energy Industrial Turbomachinery Limited | C A Parsons Works | Shields Road | Newcastle Upon Tyne | Northumberland | England | NE6 2YL | a point prior to discharging to the public foul sewer | Waterside South, Lincoln, MH 8906 | SK9790270875 | SK9783070907 | [54 empty] | 2000 | mg/l | [54 empty] | 15 | l/s | [48 empty] | 10 | pH | 6 | pH | [18 empty] | 1000 | mg/l | [16 empty] | 43 | °C | [8 empty] | 10 | m³/d
CANWICK STW | S01DGBAY41KA | Direction | Live | No | TEDI-0022-2022 | Siemens Energy Industrial Turbomachinery Limited | 1 Waterside South | Lincoln | Lincolnshire |  |  | LN5 7FD | 20/01/2022 | Cooling and boiler waters from an Amalind CS4000V degreasing plant, backwash from water softener and condenser bleed in Bay 41. | Siemens Energy Industrial Turbomachinery Limited | C A Parsons Works | Shields Road | Newcastle Upon Tyne | Northumberland | England | NE6 2YL | the tank adjacent to the Amalind CS4000V degreasing plant | Waterside South, Lincoln, MH 8906 | SK9790270875 | SK9783070907 | [54 empty] | 500 | mg/l | [54 empty] | 1 | l/s | [48 empty] | 10 | pH | 6 | pH | [18 empty] | 200 | mg/l | [16 empty] | 43 | °C | [8 empty] | 1 | m³/d
CANWICK STW | S01ALSCOOLKA | Direction | Live | No | TEDI-0027-2022 | Siemens Energy Industrial Turbomachinery Limited | 1 Waterside South | Lincoln | Lincolnshire |  |  | LN5 7FD | 21/01/2022 | Used water from cooling tower next to Bay 31. | Siemens Energy Industrial Turbomachinery Limited | C A Parsons Works | Shields Road | Newcastle Upon Tyne | Northumberland | England | GU16 8QD | a point prior to discharge into the public foul sewer | Waterside South, Lincoln, MH 8906 | SK9790270875 | SK9783070907 | [54 empty] | 2000 | mg/l | [54 empty] | 8 | l/s | [48 empty] | 10 | pH | 6 | pH | [18 empty] | 1000 | mg/l | [16 empty] | 43 | °C | [8 empty] | 80 | m³/d
CANWICK STW | S01WATERPSKA | Direction | Live | No | TEDI-0028-2022 | Siemens Energy Industrial Turbomachinery Limited | PO Box 1 | Waterside South | Lincoln |  |  | LN5 7FD | 21/01/2022 | Used waters from water purification system in Bay 52. | Siemens Energy Industrial Turbomachinery Limited | C A Parsons Works | Shields Road | Newcastle Upon Tyne | Northumberland | England | NE6 2YL | a point prior to discharge into the public foul sewer | Waterside South, Lincoln, MH 8906 | SK9790270875 | SK9783070907 | [54 empty] | 2000 | mg/l | [54 empty] | 1 | l/s | [48 empty] | 10 | pH | 6 | pH | [18 empty] | 1000 | mg/l | [16 empty] | 43 | °C | [8 empty] | 1 | m³/d
CANWICK STW | S01CANSITFKA | Direction | Live | No | TEDI-0034-2022 | Siemens Energy Industrial Turbomachinery Limited | Fielden House | Teal Park Road | North Hykeham | Lincolnshire |  | LN6 3AD | 01/02/2022 | Used water, after passage through an interceptor, arising from the jet washing of soiled crates and containers having stored engineered parts. | Siemens Energy Industrial Turbomachinery Limited | C A Parsons Works | Shields Road | Newcastle Upon Tyne | Northumberland | England | NE6 2YL | a point after the interceptor, prior to discharge to the public foul sewer | Teal Park Road, North Hykeham, MH 6502 | SK9236067590 | SK9268067920 | [54 empty] | 2500 | mg/l | [54 empty] | 1 | l/s | [36 empty] | 250 | mg/l | [10 empty] | 10 | pH | 6 | pH | [18 empty] | 500 | mg/l | [16 empty] | 43 | °C | [8 empty] | 5 | m³/d
CANWICK STW | S01ACO159 KA | Direction | Live | No | TEDI-0031-2022 | Siemens Energy Industrial Turbomachinery Limited | Firth Road | Lincoln | Lincolnshire |  |  | LN6 7AA | 25/01/2022 | Used waters from high pressure steam cleaning of metal & other components plus contaminated rainfall from the cooling tower area. | Siemens Energy Industrial Turbomachinery Limited | C A Parsons Works | Shields Road | Newcastle Upon Tyne | Northumberland | England | NE6 2YL | a point prior to discharge into the public foul sewer | Firth Road, Lincoln, MH 9601 | SK9699070680 | SK9692070680 | [54 empty] | 750 | mg/l | [54 empty] | 2 | l/s | [48 empty] | 10 | pH | 6 | pH | [18 empty] | 200 | mg/l | [16 empty] | 43 | °C | [8 empty] | 15 | m³/d | [14 empty] | 5 | mg/l
CANWICK STW | S01ACO94 KA | Direction | Live | No | TEDI-0032-2022 | Siemens Energy Industrial Turbomachinery Limited | Firth Road | Lincoln | Lincolnshire |  |  | LN6 7AA | 25/01/2022 | Used waters arising from the Vaqua wet blast units, having passed through settlement tanks. | Siemens Energy Industrial Turbomachinery Limited | C A Parsons Works | Shields Road | Newcastle Upon Tyne | Northumberland | England | NE6 2YL | a point prior to discharge into the public foul sewer | Firth Road, Lincoln, MH 9601 | SK9703070650 | SK9692070680 | [54 empty] | 500 | mg/l | [54 empty] | 1 | l/s | [48 empty] | 10 | pH | 6 | pH | [18 empty] | 200 | mg/l | [16 empty] | 43 | °C | [8 empty] | 1 | m³/d
CANWICK STW | S01ACO160 KA | Direction | Live | No | TEDI-0033-2022 | Siemens Energy Industrial Turbomachinery Limited | Firth Road | Lincoln | Lincolnshire |  |  | LN6 7AA | 25/01/2022 | Used waters consisting of back wash waters from High Pressure Air Facility water softener. | Siemens Energy Industrial Turbomachinery Limited | C A Parsons Works | Shields Road | Newcastle Upon Tyne | Northumberland | England | NE6 2YL | a point prior to discharge into the public foul sewer | Firth Road, Lincoln, MH 9601 | SK9701070620 | SK9692070680 | [54 empty] | 500 | mg/l | [54 empty] | 1 | l/s | [48 empty] | 10 | pH | 6 | pH | [18 empty] | 200 | mg/l | [16 empty] | 43 | °C | [8 empty] | 2 | m³/d
CANWICK STW | S01CANSITFKA2 | Direction | Live | No | TEDI-0037-2022 | Siemens Energy Industrial Turbomachinery Limited | Fielden House | Teal Park Road | North Hykeham, Lincoln, Lincolnshire |  |  | LN6 3AD | 01/02/2022 | Used water arising from (i) the component washbay, (ii) the air pressure testing bay, (iii) water pressure test bay, (iv) the pressure washer, (v) floor scrubbing, (vi) closed circuit pressure fed blasting system, (vii) Walter Trowel centrifuge, (viii) the Vaquablast process, (ix) the deburring machine, and (x) backwash from water softener. | Siemens Energy Industrial Turbomachinery Limited | C A Parsons Works | Shields Road | Newcastle Upon Tyne | Northumberland | England | NE6 2YL | a point after the interceptor prior to discharge to the public foul sewer | Teal Park Road, North Hykeham, MH 6502 | SK9256067590 | SK9268067920 | [54 empty] | 2500 | mg/l | [54 empty] | 1 | l/s | [48 empty] | 10 | pH | 6 | pH | [18 empty] | 1000 | mg/l | [16 empty] | 43 | °C | [8 empty] | 25 | m³/d | [14 empty] | 5 | mg/l
CANWICK STW | S01CANSITFKA5 | Direction | Live | No | TEDI-0036-2022 | Siemens Energy Industrial Turbomachinery Limited | Fielden house | Teal Park Road | North Hykeham | Lincoln | Lincolnshire | LN6 3AD | 01/02/2022 | Used water, after passage via an interceptor, arising from an industrial floor scrubber. | Siemens Energy Industrial Turbomachinery Limited | C A Parsons Works | Shields Road | Newcastle Upon Tyne | Northumberland | England | NE6 2YL | a point after the interceptor prior to discharge to the public foul sewer | Teal Park Road, North Hykeham, MH 6502 | SK9236067590 | SK9268067920 | [54 empty] | 1000 | mg/l | [54 empty] | 1 | l/s | [48 empty] | 10 | pH | 6 | pH | [18 empty] | 500 | mg/l | [16 empty] | 43 | °C | [8 empty] | 1 | m³/d
CANWICK STW | S01TMIMETAKA | Direction | Live | No | TEDI-0066-2022 | EMR Limited | Beevor Street | Lincoln | Lincolnshire |  |  | LN6 7AQ | 05/12/2022 | Used water from storage of turnings after passing through an interceptor. | European Metal Recycling Limited | Sirius House | Delta Crescent Westbrook | Warrington | Cheshire |  | WA5 7NS | a point after the interceptor and prior to discharging to the public foul sewer | Beevor Street, Lincoln | SK9614071250 | SK9690070700 | [54 empty] | 1000 | mg/l | [54 empty] | 0.5 | l/s | [48 empty] | 10 | pH | 6 | pH | [18 empty] | 750 | mg/l | [8 empty] | 1000 | mg/l | [6 empty] | 43 | °C | [8 empty] | 0.5 | m³/d
CANWICK STW | S0154BROWNKA | Direction | Live | No | TEDI-0064-2022 | The City Abattoir | Crofton Road | Allenby Industrial Estate | Lincoln |  |  | LN3 4NL | 27/06/2022 | Used water from a slaughterhouse. | L Brown & Son (Wholesale Butchers) Limited | Maple Tree House | Belchford | Horncastle | Lincolnshire |  | LN9 6LL | a point prior to discharging to the public foul sewer | Crofton Road, Allenby Industrial Estate, Lincoln | TF0010071540 | TF0010071540 | [54 empty] | 8000 | mg/l | [16 empty] | 1.5 | mg/l | [36 empty] | 3.5 | l/s | [36 empty] | 250 | mg/l | [10 empty] | 10 | pH | 6 | pH | [18 empty] | 750 | mg/l | [8 empty] | 1000 | mg/l | [6 empty] | 43 | °C | [8 empty] | 50 | m³/d
CANWICK STW | S01ACI214SKA | Direction | Live | No | TEDI-0076-2022 | Praxair Surface Technologies Limited | Harrison Place | Whisby Road, Lincoln |  |  |  | LN6 3DG | 20/02/2023 | Used water from metal coating process and associated product testing processes. | Praxair Surface Technologies Limited | Drakes Way | Swindon | Wiltshire |  |  | SN3 3HX | the v-notch weir inside the treatment plant room | Whisby Road, Lincoln | SK9368168128 | SK9369168049 | [54 empty] | 1000 | mg/l | [12 empty] | 5 | mg/l |  |  | 1.5 | mg/l | [36 empty] | 0.3 | l/s | [32 empty] | 3 | mg/l | [14 empty] | 10 | pH | 6 | pH | [18 empty] | 200 | mg/l | [8 empty] | 1000 | mg/l | [6 empty] | 43 | °C | [8 empty] | 5 | m³/d | [14 empty] | 1.5 | mg/l
CANWICK STW | S0150A KA | Direction | Live | No | TEDI-0068-2022 | Battle, Hayward & Bower Limited | Crofton Drive | Allenby Road Industrial | Lincoln |  |  | LN3 4NP | 20/12/2022 | Used water, comprising one or more of the following, from the manufacture of veterinary chemicals : - boiler blowdown - process cooling water - laboratory wastewaters - wash waters from cleaning of chemical vessels & equipment (residual levels of chemicals only). | Battle, Hayward & Bower Limited | Crofton Drive | Allenby Road Industrial | Lincoln |  |  | LN3 4NP | the manhole to the left hand side of the office building | Crofton Drive | SK9980971793 | SK9985571736 | [54 empty] | 3000 | mg/l | [54 empty] | 1 | l/s | [36 empty] | 250 | mg/l | [10 empty] | 10 | pH | 6 | pH | [18 empty] | 700 | mg/l | [8 empty] | 1000 | mg/l | [6 empty] | 43 | °C | [8 empty] | 15 | m³/d | [14 empty] | 5 | mg/l
CANWICK STW | S01ALSPTESKA | Direction | Live | No | TEDI-0017-2022 | Siemens Energy Industrial Turbomachinery Limited | 1 Waterside | Lincoln | Lincolnshire |  |  | LN5 7FD | 20/01/2022 | Used waters from pressure testing Bay 52. | Siemens Energy Industrial Turbomachinery Limited | C A Parsons Work | Shields Road | Newcastle Upon Tyne | Northumberland | England | NE6 2YL | a point prior to discharge into the public foul sewer | Waterside South, Lincoln, MH 8906 | SK9790270875 | SK9783070907 | [54 empty] | 500 | mg/l | [54 empty] | 0.3 | l/s | [48 empty] | 10 | pH | 6 | pH | [18 empty] | 200 | mg/l | [16 empty] | 43 | °C | [8 empty] | 1 | m³/d
CANWICK STW | S01ACL15BTKA | Direction | Live | No | TEDI-0082-2022 | British Telecom | Lime Kiln Way | Lincoln |  |  |  | LN2 4DL | 28/06/2022 | Used water from vehicle washing. | BT Telecommunications PLC | 1 Braham Street | London | United Kingdom |  |  | E1 8EE | the main drainage channel, before entering the public foul sewer | Greetwell Road, Lincoln | SK9925071990 | SK9925071990 | [54 empty] | 2500 | mg/l | [54 empty] | 1 | l/s | [48 empty] | 11 | pH | 6 | pH | [18 empty] | 1000 | mg/l | [16 empty] | 43 | °C | [8 empty] | 3 | m³/d
CANWICK STW | S01ACO158 KA | Direction | Live | No | TEDI-0029-2022 | Siemens Energy Industrial Turbomachinery Limited | Firth Road | Lincoln | Lincolnshire |  |  | LN6 7AA | 21/01/2022 | Used waters from air compressor condensate and other cooling waters. | Siemens Energy Industrial Turbomachinery Limited | C A Parsons Works | Shields Road | Newcastle Upon Tyne | Northumberland | England | NE6 2YL | a point prior to discharge into the public foul sewer | Firth Road, Lincoln, MH 9601 | SK9699070680 | SK9692070680 | [54 empty] | 500 | mg/l | [16 empty] | 3 | mg/l | [36 empty] | 5 | l/s | [48 empty] | 10 | pH | 6 | pH | [18 empty] | 200 | mg/l | [16 empty] | 43 | °C | [8 empty] | 10 | m³/d
CANWICK STW | S01ACO96 KA | Direction | Live | No | TEDI-0030-2022 | Siemens Energy Industrial Turbomachinery Limited | Firth Road | Lincoln | Lincolnshire |  |  | LN6 7AA | 25/01/2022 | Used waters arising from contaminated rainwater from a bunded alternative liquid fuel facility. | Siemens Energy Industrial Turbomachinery Limited | C A Parsons Works | Shields Road | Newcastle Upon Tyne | Northumberland | England | NE6 2YL | a point prior to discharge into the public foul sewer | Firth Road, Lincoln, MH 9601 | SK9695070670 | SK9692070680 | [54 empty] | 500 | mg/l | [54 empty] | 5 | l/s | [48 empty] | 10 | pH | 6 | pH | [18 empty] | 200 | mg/l | [16 empty] | 43 | °C | [8 empty] | 15 | m³/d
CANWICK STW | S01CANCITYKA1 | Direction | Live | No | TEDI-0141-2022 | City Glass | Unit 9 | Farrier Road | Lincoln | Lincolnshire |  | LN6 3RU | 14/12/2022 | Used waters arising from the glass cleaning machine. | Mr K & Mrs P Chapman t/a City Glass | Unit 9 | Farrier Road | Lincoln | Lincolnshire |  | LN6 3RU | the glass cleaning machine dump tank prior to discharging into the public foul sewer | Farrier Road, Lincoln | SK9300068180 | SK9297068230 | [54 empty] | 1000 | mg/l | [54 empty] | 1 | l/s | [48 empty] | 10 | pH | 6 | pH | [18 empty] | 500 | mg/l | [8 empty] | 1000 | mg/l | [6 empty] | 43 | °C | [8 empty] | 0.5 | m³/d | [14 empty] | 5 | mg/l
CANWICK STW | S01ACJ94BHKA | Direction | Live | No | TEDI-0069-2022 | Battle, Hayward & Bower Limited | Crofton Drive | Allenby Industry Estate | Lincoln |  |  | LN3 4NP | 28/06/2022 | Used water comprising potentially contaminated rainwater from a bunded chemical storage area discharged to public foul sewer via a storage tank and only following analysis as approved by Anglian Water. | Battle, Hayward & Bower Limited | Crofton Drive | Allenby Industry Estate | Lincoln |  |  | LN3 4NP | the dip tube in the bunded area | MH8603 at Crofton Drive | SK9982471776 | SK9985971740 | [54 empty] | 1000 | mg/l | [54 empty] | 2 | l/s | [48 empty] | 10 | pH | 6 | pH | [18 empty] | 100 | mg/l | [8 empty] | 1000 | mg/l | [6 empty] | 43 | °C | [8 empty] | 10 | m³/d | [14 empty] | 3.5 | mg/l
CANWICK STW | S0138 KA | Direction | Live | No | TEDI-0150-2022 | Walkers Snack Foods Ltd | 255, Newark Road | Lincoln |  |  |  | LN5 8XN | 26/12/2022 | Used water from the following : (i) Factory Clean-In-Place manufacturing food products, (ii) Boil-out of fryers, (iii) Boiler blowdown & (iv) Softener regen after passage through a DAF treatment unit. | Walkers Snack Foods Limited | 450 South Oak Way | Green Park | Reading | Berkshire |  | RG2 6UW | a point after DAF treatment and prior to discharging into the public foul sewer | Newark Road, Lincoln | SK9681268583 | SK9685768579 | [54 empty] | 5000 | mg/l | [54 empty] | 2 | l/s | [36 empty] | 250 | mg/l | [10 empty] | 10 | pH | 6 | pH | [18 empty] | 1500 | mg/l | [16 empty] | 43 | °C | [8 empty] | 40 | m³/d | [14 empty] | 2.5 | mg/l
CANWICK STW | S0177 KA | Direction | Live | No | TEDI-0320-2022 | Wyman-Gordon Limited | Spa Road | Stamp End | Lincoln |  |  | LN2 5TB | 17/03/2023 | Pre-treated used water generated from the following processes:- (i) treatment and surface finishing of metal forgings, (ii) oil/water evaporator, (iii) contaminated surface water, (iv) cooling tower bleed – oil quench, water quench, (v) softener backwash, (vi) sinks used for water treatment. | Wyman-Gordon Limited | c/o Special Metals Wiggin Limited | Wiggins Works | Holmer Road | Hereford |  | HR4 9SL | a point after the v-notch weir at the effluent treatment plant | Spa Road, Lincoln | SK9917071270 | SK9915071300 | [54 empty] | 1000 | mg/l | [54 empty] | 1 | l/s | [48 empty] | 10 | pH | 6 | pH | [18 empty] | 500 | mg/l |  |  |  |  | 1000 | mg/l | [10 empty] | 43 | °C | [8 empty] | 8 | m³/d
CANWICK STW | S01ALSTB40KA | Direction | Live | No | TEDI-0327-2022 | Siemens Energy Industrial Turbomachinery Limited | 1 Waterside South | Lincoln | Lincolnshire |  |  | LN5 7FD | 17/03/2023 | Used water from the collective process known as oily water system, comprising of the following: Bay 3 seam welders ,Bay 3 metal polishing sink, Bay 20 air compressor, Bay 20 ultrasonic cleaning process, Napier test cell, Demineralisation plant, standby air compressor, electricity generation plant,air compressor condensate, process sample point, heat treatment furnace and oil interceptor. | Siemens Energy Industrial Turbomachinery Limited | C A Parsons Works | Shields Road | Newcastle Upon Tyne | Northumberland | England | NE6 2YL | a point prior to discharge into public sewer | Waterside South, Lincoln, MH 8906 | SK9790270875 | SK9783070907 | [54 empty] | 500 | mg/l | [54 empty] | 1.5 | l/s | [48 empty] | 10 | pH | 6 | pH | [18 empty] | 100 | mg/l | [16 empty] | 43 | °C | [8 empty] | 10 | m³/d
CANWICK STW | S0196 KA | Direction | Live | No | TEDI-0328-2022 | Jacksons Workwear Rental Limited | 1 Weir Street | Lincoln |  |  |  | LN5 8DT | 14/08/2023 | Used water generated during laundering processes. | Jacksons Workwear Rental Limited | 1 Weir Street | Lincoln |  |  |  | LN5 8DT | a point prior to discharge into the public foul sewer | MH 9502 at the junction of Weir Street and Altham Terrace, Lincoln | SK9695069530 | SK9695069550 | [54 empty] | 4000 | mg/l | [54 empty] | 6.75 | l/s | [36 empty] | 250 | mg/l | [10 empty] | 10 | pH | 6 | pH | [18 empty] | 1000 | mg/l | [8 empty] | 1000 | mg/l | [6 empty] | 43 | °C | [8 empty] | 200 | m³/d | [14 empty] | 5 | mg/l
CANWICK STW | S01295A KA | Direction | Live | No | TEDI-0335-2022 | Dynex Semiconductor Ltd | Doddington Road | Lincoln |  |  |  | LN6 3LF | 13/03/2023 | Used water after passing through the effluent treatment plant, treated for pH and sampled for sulphate, derived from the following processes: i) etching and cleaning of silicon wafers, ii) backwash from carbon beds, iii) rinse water from wet benches, iv) reject water from reverse osmosis, v) rinse water from powder grinder, vi) rinse water from solder flux, vii) drain down water from cooling tower, viii) Condensate water from air handling units. | Dynex Semiconductor Limited | Doddington Road | Lincoln |  |  |  | LN6 3LF | v-notch at the end of the Effluent Treatment Plant | manhole 6401, Sadler Road, Lincoln | SK9285068533 | SK9267968420 | [54 empty] | 500 | mg/l | [54 empty] | 16 | l/s | [48 empty] | 10 | pH | 6 | pH | [18 empty] | 300 | mg/l | [8 empty] | 1000 | mg/l | [6 empty] | 43 | °C | [8 empty] | 250 | m³/d
CANWICK STW | S01CANWPDLKA1 | Direction | Live | No | TEDI-0005-2023 | National Grid Electricity Distribution Lincoln | Lincoln Depot | Unit B - E | Deacon Road Industrial Estate | Lincoln | Lincolnshire | LN2 4JB | 17/03/2023 | Used water from the external hand & jet washing of vehicles, having passed through an interceptor. | National Grid Electricity Distribution (East Midlands) PLC | Avonbank | Feeder Road | Bristol |  |  | BS2 0TB | a point after the interceptor, prior to discharging into the public foul sewer | Manhole 2301, Deacon Road Industrial Estate | SK9922972225 | SK9924072378 | [54 empty] | 2500 | mg/l | [54 empty] | 1 | l/s | [36 empty] | 250 | mg/l | [10 empty] | 11 | pH | 6 | pH | [18 empty] | 1000 | mg/l | [8 empty] | 1000 | mg/l | [6 empty] | 45 | °C | [8 empty] | 1 | m³/d
CANWICK STW | S01ACV137IKA | Direction | Live | No | TEDI-0010-2023 | ITP Aero | Firth Road | Lincoln | Lincolnshire |  |  | LN6 7AA | 09/03/2023 | Used water from pH monitored pit comprising: i) Rinse/wash of gas/aeronautical components after Fluorescent Penetrant Inspection; ii) treated effluent from Blue Etch Anodise Line; iii) effluent from air scrubber; iv) backwash from reverse osmosis; v) spent diluted cleaning soln from Turbex 1500; vi) spent scrubber tank effluent from Local Exhaust Ventilation system; vii) spent Magnetic Particle Inspection solution from non-destructive test bay; viii) filtered/oil skimmed effluent from Durr Wash. | ITP Engines UK Ltd | The Whittle Estate | Cambridge Road | Whetstone | Leiciester |  | LE8 6LH | a point on the rinse water discharge outlet point | Firth Road, Lincoln | SK9707970704 | SK9692470686 | [54 empty] | 10000 | mg/l | [54 empty] | 1 | l/s | [36 empty] | 250 | mg/l | [10 empty] | 10 | pH | 6 | pH | [18 empty] | 700 | mg/l | [16 empty] | 45 | °C | [8 empty] | 10 | m³/d
CANWICK STW | S01CANWWABKA1 | Consent | Live | No | TECO-0029-2023 | Napier Turbochargers | Ruston House | Waterside South | Lincoln | Lincolnshire |  | LN5 7FD | 08/02/2023 | Used waters arising from non-destructive testing facility - Bay 16. | Wabtec UK Limited T/A Napier Turbochargers | Doncaster Works | Hexthorpe Road | Doncaster | South Yorkshire |  | DN4 0BF | the NDT booth discharge prior to entering the public foul sewer | Newton Street, Lincoln | SK9792170971 | SK9789071010 | [54 empty] | 3000 | mg/l | [54 empty] | 1 | l/s | [32 empty] | 1.5 | mg/l | [14 empty] | 10 | pH | 6 | pH | [18 empty] | 500 | mg/l | [16 empty] | 43 | °C | [8 empty] | 1 | m³/d | [14 empty] | 2 | mg/l
CANWICK STW | S01ALSCRACKA | Direction | Live | No | TEDI-0046-2023 | Siemens Energy Industrial Turbomachinery Limited | 1 Waterside South | Lincoln | Lincolnshire |  |  | LN5 7FD | 15/05/2023 | Used waters arising from crack detection and crack detection heating tank in Bay 41. | Siemens Energy Industrial Turbomachinery Limited | C A Parsons Works | Shields Road | Newcastle Upon Tyne | England |  | NE6 2YL | a point prior to discharge into the public foul sewer | Waterside South, Lincoln, MH 8906 | SK9790270875 | SK9783070907 | [54 empty] | 2000 | mg/l | [54 empty] | 0.3 | l/s | [48 empty] | 10 | pH | 6 | pH | [18 empty] | 250 | mg/l | [16 empty] | 43 | °C | [8 empty] | 1 | m³/d | [14 empty] | 5 | mg/l
CANWICK STW | S01CANRMGLKA1 | Consent | Live | No | TECO-0124-2023 | Parcelforce Worldwide | Lincoln Depot | Whisby Way, | Lincoln |  |  | LN6 3LQ | 11/05/2023 | Used water, after passage via an interceptor, from the external washing of vehicles only. | Royal Mail Group Limited | 185 Farringdon Road | London |  |  |  | EC1A 1AA | the manhole in the yard prior to discharge into the public foul sewer | Whisby Way, Lincoln | SK9340068160 | SK9436068160 | [54 empty] | 2500 | mg/l | [54 empty] | 0.3 | l/s | [48 empty] | 11 | pH | 6 | pH | [18 empty] | 1000 | mg/l | [16 empty] | 43 | °C | [8 empty] | 2 | m³/d
CANWICK STW | S01FIRDBURKA | Direction | Live | No | TEDI-0009-2023 | ITP Aero | Firth Road | Lincoln | Lincolnshire |  |  | LN6 7AA | 09/03/2023 | Used waters from the following: i) Filtered and settled waters from the Centriflow; ii) Waters from an associated Centriflow cleansing sink. | ITP Engines UK Ltd | The Whittle Estate | Cambridge Road | Whetstone | Leicestershire |  | LE8 6LH | a point prior to discharge into the public foul sewer | at Firth Road, Lincoln | SK9707970704 | SK9692470686 | [54 empty] | 1000 | mg/l | [54 empty] | 1 | l/s | [32 empty] | 3 | mg/l | [14 empty] | 10 | pH | 6 | pH | [18 empty] | 750 | mg/l | [16 empty] | 43 | °C | [8 empty] | 8 | m³/d
CANWICK STW | S01CANBRANKA1 | Direction | Live | No | TEDI-0113-2023 | Branston Limited | Mere Road | Branston | Lincoln |  |  | LN4 1NJ | 11/09/2023 | Used water, after passage via a dissolved air flotation unit with pH correction, arising from the washing of potatoes and hygiene washing of equipment, utensils and product preparation areas. | Branston Limited | Mere Road | Branston | Lincoln |  |  | LN4 1NJ | the designated sampling point after the DAF unit | Manhole 1001, Thackers Lane, Branston | TF0209165801 | TF0211867030 | [24 empty] | 75 | mg/l | [28 empty] | 3500 | mg/l |  |  |  |  | 1000 | mg/l | [48 empty] | 5 | l/s | [36 empty] | 250 | mg/l | [10 empty] | 10 | pH | 6 | pH | [18 empty] | 2000 | mg/l | [8 empty] | 1000 | mg/l | 1 | mg/l |  |  |  |  | 43 | °C | [8 empty] | 250 | m³/d
CANWICK STW | S01CANSUNRKA1 | Consent | Live | No | TECO-0040-2023 | Sunbelt Rentals Limited | George Street | Great Northern Terrace Industrial Estate | Lincoln | Lincolnshire |  | LN5 8LG | 28/02/2023 | Used water, after passage via an interceptor, from the external washing of vehicles only. | Sunbelt Rentals Limited | 100 Cheapside | London | England |  |  | EC2V 6DT | the manhole in the yard at the premises | George Street, Lincoln | SK9860070600 | SK9860370659 | [54 empty] | 2500 | mg/l | [54 empty] | 0.3 | l/s | [48 empty] | 11 | pH | 6 | pH | [18 empty] | 1000 | mg/l | [16 empty] | 43 | °C | [8 empty] | 1 | m³/d
CANWICK STW | S01ACP82 KA | Direction | Live | No | TEDI-0128-2023 | NMB-Minebea UK Ltd | Doddington Road | Lincoln |  |  |  | LN6 3RA | 02/10/2023 | Used water from the Turbex ultrasonic cleaning process. | NMB-Minebea UK Limited | Doddington Road | Lincoln |  |  |  | LN6 3RA | the drain rear of clean room opposite the compressor house | the Inspection Chamber 3401, at the Sadler Road / Donnington Road Junction, Lincoln | SK9317068330 | SK9331068430 | [54 empty] | 8000 | mg/l | [54 empty] | 1 | l/s | [48 empty] | 11 | pH | 6 | pH | [18 empty] | 500 | mg/l | [8 empty] | 1000 | mg/l | [6 empty] | 43 | °C | [8 empty] | 2 | m³/d
CANWICK STW | S01ROSEBEAKA | Direction | Live | No | TEDI-0130-2023 | NMB-Minebea UK Limited | Doddington Road | Lincoln |  |  |  | LN6 3RA | 03/10/2023 | Treated used waters arising from the GEE Effluent Plant comprising of the following only: (i) rinsewaters from electroplating of chromium and zinc (ii) rinsewaters from chromic acid anodising (iii) rinsewaters from stainless steel passivation (iv) pre-treated wastewaters from the regeneration of cadmium de-ionised rinsewaters. | NMB-Minebea UK Limited | Doddington Road | Lincoln |  |  |  | LN6 3RA | the v-notch weir on the right hand side the building | manhole No. 3401, Sadler Road/Doddington Road junction, Lincoln | SK9317068330 | SK9331068430 | [48 empty] | 0.1 | mg/l |  |  |  |  | 1000 | mg/l | [12 empty] | 5 | mg/l | [40 empty] | 1.8 | l/s | [32 empty] | 3 | mg/l | [14 empty] | 10 | pH | 6 | pH | [18 empty] | 500 | mg/l | [8 empty] | 1000 | mg/l | [6 empty] | 43 | °C | [8 empty] | 30 | m³/d
CANWICK STW | S01ETVOILAKA1 | Consent | Live | No | TECO-0309-2023 | Et Voila Limited | 2 Pyke Road | North Hykeham, Lincoln | Lincolnshire |  |  | LN6 3QS | 31/01/2024 | Used water arising from cleaning vessels and factory during and after the production of sweet and savoury sauces and soups. | Et Voila Limited | C/O Charnwood Accountants The Point | Granite Way, Mountsorrel, Loughborough | Leicestershire | England |  | LE12 7TZ | the LHS of the main building | Pyke Road, Lincoln | SK9385768049 | SK9387768102 | [54 empty] | 5000 | mg/l | [54 empty] | 2 | l/s | [36 empty] | 250 | mg/l | [10 empty] | 10 | pH | 6 | pH | [18 empty] | 1000 | mg/l | [16 empty] | 43 | °C | [8 empty] | 2 | m³/d
CANWICK STW | S01COOLTWOKA | Direction | Live | No | TEDI-0048-2024 | James Dawson & Son Limited | Boultham Works | Tritton Road | Lincoln |  |  | LN6 7AF | 29/04/2024 | Used waters arising from cooling tower No. 2. | James Dawson & Son Limited | Campbell Road | Stoke-On-Trent | Staffordshire | England |  | ST4 4EY | the sampling point within the factory | Manhole 5801, Beevor Street, Lincoln | SK9670070800 | SK9659070883 | [54 empty] | 2000 | mg/l | [54 empty] | 1 | l/s | [48 empty] | 10 | pH | 6 | pH | [18 empty] | 1000 | mg/l | [16 empty] | 43 | °C | [8 empty] | 2 | m³/d
CANWICK STW | S01COOLTHRKA | Direction | Live | No | TEDI-0049-2024 | James Dawson & Son Limited | Boultham Works | Tritton Road | Lincoln |  |  | LN6 7AF | 29/04/2024 | Used waters arising from cooling tower No. 3. | James Dawson & Son Limited | Campbell Road | Stoke-On-Trent | Staffordshire |  |  | ST4 4EY | the sampling point within the factory | Manhole 5801, Beevor Street, Lincoln | SK9672970828 | SK9659070883 | [54 empty] | 2000 | mg/l | [54 empty] | 1 | l/s | [48 empty] | 10 | pH | 6 | pH | [18 empty] | 1000 | mg/l | [16 empty] | 43 | °C | [8 empty] | 2 | m³/d
CANWICK STW | S01CANJDAWKA1 | Direction | Live | No | TEDI-0051-2024 | James Dawson & Son Limited | Moorland Site | Tritton Road | Lincoln | Lincolnshire |  | LN6 7QY | 29/04/2024 | Used water from the following process after settlement (i) Hot & cold rinsewater from cooling rubber, (ii) Detergent mix cooling water from organic extrusion, (iii) Autoclave condensate, (iv) Boiler blowdown, and (v) Backwash effluent from a water softener. | James Dawson & Son Limited | Campbell Road | Stoke-On-Trent | Staffordshire |  |  | ST4 4EY | a point after the settlement tank, prior to discharge to the public foul sewer | Manhole 2901, in the Moorland Site Service Road, Tritton Road, Lincoln | SK9522068910 | SK9526068900 | [54 empty] | 30000 | mg/l | [54 empty] | 3 | l/s | [48 empty] | 11 | pH | 6 | pH | [18 empty] | 1000 | mg/l | [16 empty] | 43 | °C | [8 empty] | 40 | m³/d | [14 empty] | 3 | mg/l
CANWICK STW | S01CANNHFLKA1 | Direction | Live | No | TEDI-0068-2024 | FCC Environment Ltd | North Hykeham Landfill | Whisby Road, Lincoln | Lincolnshire |  |  | LN6 3QZ | 21/05/2024 | Used water from a closed landfill, after passage through an effluent treatment plant. | Lincwaste Limited | 3 Sidings Court | White Rose Way | Doncaster | England |  | DN4 5NU | a point after the effluent treatment plant | a point prior to manhole 6001, Whisby Road | SK9337567327 | SK9369068048 | [24 empty] | 100 | mg/l | [28 empty] | 1550 | mg/l |  |  |  |  | 2000 | mg/l | [48 empty] | 2 | l/s | [48 empty] | 10 | pH | 6 | pH | [18 empty] | 1000 | mg/l | [16 empty] | 43 | °C | [8 empty] | 100 | m³/d
CANWICK STW | S01FENNERPKA1 | Consent | Live | Yes | TECO-0001-2024 | Fenner Precision Polymers | Tritton Road | Lincoln | Lincolnshire |  |  | LN6 7AF | 26/02/2024 | Used water from the cleaning of residual oil out of test tubes after they have been wiped with a cloth. | James Dawson & Son Limited | Campbell Road | Stoke-on-Trent | Staffordshire | England |  | ST4 4EY | a sampling point in the factory | Beevor Street, Lincoln | SK9657470903 | SK9657170897 | [48 empty] | 0.1 | mg/l |  |  |  |  | 2000 | mg/l | [16 empty] | 3 | mg/l | [36 empty] | 1 | l/s | [48 empty] | 10 | pH | 6 | pH | [18 empty] | 1000 | mg/l | [16 empty] | 43 | °C | [8 empty] | 0.05 | m³/d | [14 empty] | 5 | mg/l
CANWICK STW | S01CANLRADKA1 | Direction | Live | No | TEDI-0017-2024 | Lincolnshire Radiators | Unit 9, Pioneer Way | Doddington Road, Lincoln | Lincolnshire |  |  | LN6 3DH | 10/05/2024 | Used waters, having passed through settlement and pH control, from the cleaning and testing of radiators & industrial heat exchangers plus vehicle washing having passed through an interceptor. | Partic Motor Spares Limited | Brunel Drive | Newark | Nottingham |  |  | NG24 2EG | a point after effluent treatment plant | a point prior to manhole 2902, Pioneer Way | SK9421767904 | SK9424467914 | [54 empty] | 2500 | mg/l | [16 empty] | 3 | mg/l | [36 empty] | 0.2 | l/s | [10 empty] | 3 | mg/l | [36 empty] | 11 | pH | 6 | pH | [18 empty] | 500 | mg/l | [16 empty] | 43 | °C | [8 empty] | 0.5 | m³/d | [14 empty] | 5 | mg/l
CANWICK STW | S0184 KA | Direction | Live | No | TEDI-0050-2024 | James Dawson & Son Limited | Boultham Works | Tritton Road | Lincoln |  |  | LN6 7AF | 29/04/2024 | Used waters arising from boiler blowdown process and backwash from a water softener. | James Dawson & Son Limited | Campbell Road | Stoke-On-Trent | Staffordshire |  |  | ST4 4EY | a sample point within the factory | Manhole 5801, Beevor Street, Lincoln | SK9665870891 | SK9659070883 | [54 empty] | 2000 | mg/l | [54 empty] | 1 | l/s | [48 empty] | 12.5 | pH | 6 | pH | [18 empty] | 1000 | mg/l | [16 empty] | 43 | °C | [8 empty] | 18 | m³/d
CANWICK STW | S01CANENTEKA1 | Consent | Live | No | TECO-0116-2024 | Enterprise Rent-A-Car UK Limited | Unit 4 Outer Circle Road | Lincoln | Lincolnshire |  |  | LN2 4HX | 20/06/2024 | Used water, after passage via an interceptor, from the external washing of vehicles only. | Enterprise Rent-A-Car UK Limited | Enterprise House | Vicarage Road, Egham | Surrey, England |  |  | TW20 9FB | a point after the interceptor | Outer Circle Road, Lincoln | SK9960671982 | SK9967571964 | [54 empty] | 2500 | mg/l | [54 empty] | 0.125 | l/s | [48 empty] | 11 | pH | 6 | pH | [18 empty] | 1000 | mg/l | [16 empty] | 43 | °C | [8 empty] | 1.58 | m³/d
CANWICK STW | S01HOSEMANKA | Direction | Live | No | TEDI-0052-2024 | James Dawson & Son Limited | Boultham Works | Tritton Road | Lincoln |  |  | LN6 7AF | 29/04/2024 | Used waters associated with the rinsing and cooling of silicone hose and alloy/steel mandrels plus autoclave condensate and factory floor cleaning. | James Dawson & Son Limited | Campbell Road | Stoke-On-Trent | Staffordshire |  |  | ST4 4EY | the sampling point within the factory | Manhole 5801, Beevor Street, Lincoln | SK9669270830 | SK9659070883 | [54 empty] | 3000 | mg/l | [54 empty] | 1 | l/s | [48 empty] | 10 | pH | 6 | pH | [18 empty] | 1000 | mg/l | [16 empty] | 43 | °C | [8 empty] | 10 | m³/d
CANWICK STW | S01ALST123KA1 | Direction | Live | No | TEDI-0109-2024 | Siemens Energy Industrial Turbomachinery Limited | Ruston Works | 1 Waterside South | Lincoln | Lincolnshire |  | LN5 7FD | 20/08/2024 | Used water arising from the following processes in Bays 1, 2, and 3 :- (i) Steam Cleaning, (ii) Floor scrubbing, iii) Ultrasonic cleaning baths, iv) Contaminated surface water and (v) Non-Destructive Test (NDT) filtration system. | Siemens Energy Industrial Turbomachinery Limited | C A Parsons Works | Shields Road | Newcastle Upon Tyne | England |  | NE6 2YL | a point prior to discharge into the public foul sewer | Pelham Street, Lincoln | SK9789470917 | SK9780470898 | [54 empty] | 4500 | mg/l | [54 empty] | 3 | l/s | [48 empty] | 10 | pH | 6 | pH | [18 empty] | 1000 | mg/l | [16 empty] | 43 | °C | [8 empty] | 5 | m³/d | [14 empty] | 5 | mg/l
CANWICK STW | S01CANMOTGKA1 | Consent | Live | No | TECO-0252-2024 | Pentagon Group | 8 Tritton Road | Lincoln | Lincolnshire |  |  | LN6 7QY | 26/11/2024 | Used water from the external washing and jetting of vehicles, after passing through an interceptor. | Motus Group (UK) Limited | Oakham House, Ground Floor, | West Wing London Road, Loudwater | High Wycombe | Buckinghamshire | England | HP11 1JU | a point downstream of the interceptor and prior to discharge into the public foul sewer | Tritton Road, Lincoln | SK9526568995 | SK9531168951 | [54 empty] | 2500 | mg/l | [54 empty] | 1 | l/s | [48 empty] | 11 | pH | 6 | pH | [18 empty] | 1000 | mg/l | [16 empty] | 43 | °C | [8 empty] | 4 | m³/d
CANWICK STW | S01BRANPOTKA1 | Consent | Live | No | TECO-0183-2024 | Branston Limited | Mere Road | Branston | Lincoln | Lincolnshire |  | LN4 INJ | 01/10/2024 | Used water, arising from the washing down of centrifuge plant equipment. | Branston Limited | Mere Road | Branston | Lincoln | Lincolnshire |  | LN4 INJ | the wet well of the pumping station | Manhole 1001, Thackers Lane, Branston | TF0197365766 | TF0211867030 | [24 empty] | 75 | mg/l | [28 empty] | 4000 | mg/l | [54 empty] | 5 | l/s | [36 empty] | 250 | mg/l | [10 empty] | 10 | pH | 6 | pH | [18 empty] | 1000 | mg/l | [10 empty] | 1 | mg/l |  |  |  |  | 43 | °C | [8 empty] | 50 | m³/d
CANWICK STW | S01ALPHLINKA | TE agreement | Live | No | TEAG-0003-2024 | Alpheus Environmental Limited | Liquid Waste Treatment Centre | Canwick Water Recycling Centre | Washingborough Road, Lincoln | Lincolnshire |  | LN4 1EF | 11/03/2025 | Effluent from the treatment of tankered liquid waste. | Alpheus Environmental Limited | Lancaster House | Lancaster Way, Ermine Business Park | Huntingdon | Cambridgeshire |  | PE29 6YJ | The designated sample point above the bund wall between the ammonia cabinet and blue discharge point | The blue outfall pipe into the AW press plant room. Connects to water recycling centre inlet underground. Can be viewed at manhole | SK9910070300 | SK9910070300 | [24 empty] | 750 | mg/l | 175 | kg/d |  |  | 0.3 | mg/l | 2.5 | µg/l |  |  |  |  | 10 | µg/l |  |  | 9 | mg/l |  |  |  |  | 50 | µg/l |  |  |  |  | 15000 | mg/l |  |  |  |  | 25000 | mg/l |  |  | 1000 | kg/d |  |  | 0.5 | mg/l |  |  | 2 | mg/l |  |  |  |  | 0.5 | mg/l | 0.5 | mg/l | [14 empty] | 20000 | µg/l | [12 empty] | 16 | l/s |  |  |  |  | 59.41 | mg/l |  |  |  |  | 2 | mg/l | [6 empty] | 97.5 | µg/l | 1 | µg/l | [10 empty] | 0.5 | mg/l |  |  | 1000 | mg/l | [10 empty] | 10 | pH | 5 | pH |  |  |  |  | 1.017 | mg/l |  |  | 40 | mg/l | [6 empty] | 2 | µg/l | 5000 | mg/l | [6 empty] | 700 | kg/d | 4000 | mg/l | 10 | mg/l |  |  |  |  | 43 | °C |  |  |  |  | 20 | µg/l |  |  | 400 | m³/d | [14 empty] | 5 | mg/l
CANWICK STW | S01TESLACWKA1 | Consent | Live | No | TECO-0052-2025 | Tesla Lincoln | Teal Park Road | Lincoln |  |  |  | LN6 3AG | 22/04/2025 | Used water, after passage via an interceptor, from the external washing of vehicles only. | Tesla Motors Limited | 185 Ashton New Road | Manchester |  |  |  | M11 3DX | the manhole after silt separator in car park, before passage to the public foul sewer | Turnstone Road, North Hykeham, Lincoln, LN6 3UA | SK9275967787 | SK9273867739 | [54 empty] | 2500 | mg/l | [54 empty] | 0.21 | l/s | [48 empty] | 11 | pH | 6 | pH | [18 empty] | 1000 | mg/l | [16 empty] | 43 | °C | [8 empty] | 1 | m³/d
CANWICK STW | S01CANWRGLKA1 | Direction | Live | No | TEDI-0053-2025 | FCC Environment (Lincolnshire) Limited | Lincolnshire EFW Facility | Paving Way, | North Hykeham | Lincolnshire |  | LN6 3QW | 08/08/2025 | Used waters consisting of (i) run off from process halls & reagent storage areas, (ii) excess boiler water, and (iii) bottom ash quench wastewater (iv) backwash from reverse osmosis unit, (v) oil-filtered air compressor condensate | FCC Environment (Lincolnshire) Limited | 3 Sidings Court, | White Rose Way, | Doncaster, | England |  | DN4 5NU | a point after the neutralisation tank and prior to discharging to the foul sewer | Whisby Road, North Hykeham | SK9274067800 | SK9369068040 | [22 empty] | 100 | mg/l | 50 | mg/l | [28 empty] | 1500 | mg/l |  |  |  |  | 2000 | mg/l | [48 empty] | 5 | l/s | [48 empty] | 10 | pH | 6 | pH | [18 empty] | 350 | mg/l | [8 empty] | 1000 | mg/l | [6 empty] | 43 | °C | [8 empty] | 30 | m³/d
CHALTON STW | S01CHL0AA3KA | Direction | Live | No | TCHL0AD3 | Elster Water Metering Limited | 130 Camford Way | Sundon Park | Luton | Bedfordshire |  | LU3 3AN | 03/02/2017 | Waste liquids arising from the testing of water meters, air blast cooling, and compressor blowdown. | Elster Water Metering Limited | Honeywell House | Skimped Hill Lane | Bracknell | Berkshire |  | RG12 1EB | at a point prior to discharging to the public foul sewer | at Camford Way, Luton | TL0453025730 | TL0453025730 | [54 empty] | 500 | mg/l |  |  |  |  | 1500 | mg/l |  |  |  |  | 50 | mg/l |  |  |  |  | 3 | mg/l | [36 empty] | 1.1 | l/s | [36 empty] | 50 | mg/l | [10 empty] | 11 | pH | 6 | pH | [18 empty] | 2000 | mg/l | 1000 | mg/l | [14 empty] | 43.3 | °C | [8 empty] | 20 | m³/d | [14 empty] | 3 | mg/l
CHALTON STW | S01CHL0002KA | Direction | Live | No | TCHL0018 | A M Philpot (Hard Chrome) Limited | Unit D, Craddock Road Ind. Estate | Luton | Beds |  |  | LU4 0JF | 05/08/2008 | Waste rinse waters arising from hard chrome plating and hard anodising processes | A M Philpot (Hard Chrome) Limited | Unit D, Craddock Road Ind. Estate | Luton | Beds |  |  | LU4 0JF | at a point prior to discharge to the public foul sewer | Cradock Road, Luton | TL0455022320 | TL0455022320 | [22 empty] | 100 | mg/l | [30 empty] | 500 | mg/l | [12 empty] | 3 | mg/l |  |  | 3 | mg/l | [36 empty] | 1.25 | m³/hr | [10 empty] | 3 | mg/l | [20 empty] | 2 | mg/l | [14 empty] | 11 | pH | 6 | pH | [8 empty] | 8 | mg/l | [10 empty] | 1000 | mg/l | [6 empty] | 1000 | mg/l | [6 empty] | 43.3 | °C | [8 empty] | 10 | m³/d | [14 empty] | 3 | mg/l
CHALTON STW | S01CHL0020KA | Consent | Live | No | TCHL0020 | Mr R & Mrs C Shala | Homebase | Enterprise Way | Brampton Park | Luton | Bedfordshire | LU3 4BW | 05/12/2006 | Waste waters arising from the external washing of vehicles | Mr R & Mrs C Shala | 137 Brookscroft Road | London |  |  |  | E17 4JP | at a point prior to discharging to the public foul sewer | Progress Way, Luton | TL5079022590 | TL5079022590 | [54 empty] | 500 | mg/l | [54 empty] | 0.2 | m³/hr | [36 empty] | 50 | mg/l | [10 empty] | 10 | pH | 6 | pH | [20 empty] | 1000 | mg/l | [14 empty] | 45 | °C | [8 empty] | 2 | m³/d
CHALTON STW | S01CHL0023KA | Consent | Live | No | TCHL0023 | TNT UK Limited | 176 Camford Way | Sundon Park | Luton |  |  | LU3 3AN | 04/02/2008 | Waste liquids arising from vehicle washing | TNT UK Limited | PO Box 99 | Railway Street | Ramsbottom | Bury | Lancashire | BL8 9BF | prior to the foul sewer | Camford Way | TL0444025850 | TL0444025850 | [54 empty] | 500 | mg/l | [54 empty] | 2 | m³/hr | [36 empty] | 50 | mg/l | [10 empty] | 10 | pH | 6 | pH | [6 empty] | 8 | mg/l | [12 empty] | 1000 | mg/l | [14 empty] | 45 | °C | [8 empty] | 5 | m³/d
CHALTON STW | S01TCH0AA5KA0 | Direction | Live | No | TCHL0AB0 | Vauxhall Aftersales | Luton Road | Chalton | Bedfordshire |  |  | LU4 9TT | 17/07/2012 | Waste liquids arising from the cleaning of warehouse floors, vehicle washing & contaminated surface waters | General Motors UK Limited | Griffin House | Osbourne Road | Luton | Bedfordshire |  | LU1 3YT | at a point prior to discharging to the public foul sewer | at Luton Road, Chalton | TL0456025080 | TL0445025030 | [54 empty] | 500 | mg/l | [54 empty] | 0.87 | l/s | [36 empty] | 50 | mg/l | [10 empty] | 11 | pH | 6 | pH | [8 empty] | 13 | mg/l | [8 empty] | 2000 | mg/l | 1000 | mg/l | [14 empty] | 43.3 | °C | [8 empty] | 27 | m³/d
CHALTON STW | S012012154KA1 | Consent | Live | No | ACU 142 | Moto Hospitality Limited | Toddington North MSA, | Junction 11-12 | Toddington | Bedfordshire |  | LU5 6QG | 04/11/2009 | Wastewater from the external washing of vehicles only, after passage through a maintained interceptor. | Moto Hospitality Limited | Toddington Service Area | Junction 11-12, M1 Southbound | Toddington | Bedfordshire |  | LU5 6QG | at the end chamber of interceptor, prior to discharging to the public foul sewer | at Toddington Services Area M1 Pumping Station | TL0285028650 | TL0284028800 | [54 empty] | 2000 | mg/l | [54 empty] | 1.07 | m³/hr | [36 empty] | 250 | mg/l | [10 empty] | 11 | pH | 6 | pH | [18 empty] | 1000 | mg/l | [8 empty] | 1000 | mg/l | [6 empty] | 45 | °C | [8 empty] | 1.07 | m³/d
CHALTON STW | S012012127KA1 | Direction | Live | No | ADT 255 | Norbury Hill Service Station | 80 Dunstable Road | Toddington | Bedfordshire |  |  | LU6 6DR | 01/12/2008 | Waste waters arising from the external washing of vehicles, after passage through an interceptor | The Occupier | Norbury Hill Service Station | 80 Dunstable Road | Toddington | Bedfordshire |  | LU5 6DR | at a point after the interceptor and prior to discharging to the public foul sewer | Dunstable Road, Toddington | TL0608049020 | TL0597048970 | [54 empty] | 2000 | mg/l | [54 empty] | 2 | m³/hr | [36 empty] | 250 | mg/l | [10 empty] | 11 | pH | 6 | pH | [18 empty] | 1000 | mg/l | [8 empty] | 1000 | mg/l | [6 empty] | 45 | °C | [8 empty] | 28 | m³/d
CHALTON STW | S01CHL0AC1KA | Direction | Live | No | TCHL0AC1/2 | Tip Top Linen Services Ltd | Unit F | Cradock Road | Luton |  |  | LU4 0JF | 15/04/2016 | Waste liquids arising from commercial laundry and washing of linen. | Tip Top Linen Services Ltd | 35 Leagrave Road | Luton | Bedfordshire |  |  | LU4 8HT | at a point on the premises prior to discharging to the public foul sewer | at Cradock Road | UK9999999999 | UK9999999999 | [54 empty] | 5000 | mg/l | [10 empty] | 50 | mg/l | [42 empty] | 2.41 | l/s | [48 empty] | 11 | pH | 6 | pH | [8 empty] | 30 | mg/l | [8 empty] | 2000 | mg/l | 1000 | mg/l | [14 empty] | 43.3 | °C | [8 empty] | 85 | m³/d
CHALTON STW | S01LEWCHALKA | Consent | Live | No | TCHL0AB2 | Lewsey Sports Park Swimming Pool | Pastures Way | Luton, Bedfordshire |  |  |  | LU4 0PF | 09/07/2012 | Used waters arising from Swimming Pool maintenance activities | Active Luton | Wigmore Hall | Eaton Green Road | Luton, Bedfordshire |  |  | LU2 9JB | at a point prior to discharging to the public foul sewer | at Pastures Way, Luton | UK9999999999 | UK9999999999 | [54 empty] | 500 | mg/l | [10 empty] | 50 | mg/l | [42 empty] | 18 | m³/hr | [48 empty] | 11 | pH | 6 | pH | [18 empty] | 2000 | mg/l | 1000 | mg/l | [14 empty] | 43.3 | °C | [8 empty] | 11 | m³/d
CHALTON STW | S01CHL0025KA | Direction | Live | No | TCHL0AB3 | HTC Luton DAF | 166 Camford Way | Sundon Park | Luton | Bedfordshire |  | LU3 3AN | 16/01/2013 | Waste liquids arising from vehicle washing and contaminated surface water | Heathrow Truck Centre Limited | Lakeside Industrial Estate | Colnbrook | Slough | Berkshire |  | SL3 0ED | prior to discharging to the public foul sewer | Camford Way, Luton | TL0450025900 | TL0450025900 | [54 empty] | 500 | mg/l | [54 empty] | 14.4 | m³/hr | [36 empty] | 50 | mg/l | [10 empty] | 11 | pH | 6 | pH | [8 empty] | 13 | mg/l | [8 empty] | 2000 | mg/l | 1000 | mg/l | [14 empty] | 43.3 | °C | [8 empty] | 50 | m³/d
CHALTON STW | S01NATHIGHKA1 | Consent | Live | No | TECO-0278-2023 | National Highways | Toddington Depot | Toddington M1 Services Northbound | Toddington | Dunstable |  | LU5 6HP | 27/11/2023 | Used water, after passage via an interceptor, from the external washing of vehicles only. | National Highways Limited | Bridge House | 1 Walnut Tree Close | Guildford | Surrey |  | GU1 4LZ | a point after the interceptor prior to the effluent entering the public foul sewer | Toddington M1 Services, Toddington | TL0294328778 | TL0284728807 | [54 empty] | 2500 | mg/l | [54 empty] | 0.2 | l/s | [48 empty] | 11 | pH | 6 | pH | [18 empty] | 1000 | mg/l | [16 empty] | 43 | °C | [8 empty] | 16 | m³/d
CHALTON STW | S01CHL0AE8KA1 | Consent | Live | No | TECO-0089-2024 | Ocado Retail Limited | Unit 1 Panattoni Park | Luton Road | Chalton | Luton | Bedfordshire | LU4 9TT | 11/11/2024 | Waste liquids arising from vehicle washing and contaminated surface water. | Ocado Retail Limited | Apollo Court 2 Bishops Square | Hatfield Business Park | Hatfield | Hertfordshire |  | AL10 9NE | a point within the premises prior to the effluent being | Panattoni Park, Luton | TL0416525818 | TL0416525818 | [54 empty] | 1000 | mg/l | [54 empty] | 2.6 | l/s | [36 empty] | 50 | mg/l | [10 empty] | 11 | pH | 6 | pH | [8 empty] | 13 | mg/l | [8 empty] | 2000 | mg/l | 1000 | mg/l | [14 empty] | 43 | °C | [8 empty] | 11.53 | m³/d
CHALTON STW | S01CHL0AF0KA1 | Consent | Live | No | TECO-0244-2024 | Ocado Retail Limited | Unit 1 Panattoni Park | Luton Road | Chalton | Luton | Bedfordshire |  | 11/11/2024 | Waste liquids arising from tray washing and cooling tower bleed. | Ocado Retail Limited | Apollo Court 2 Bishops Square | Hatfield Business Park | Hatfield | Hertfordshire |  | AL10 9NE | a point within the premises prior to the effluent being | Panattoni Park, Luton | TL0416525818 | TL0416525818 | [24 empty] | 35 | mg/l | [28 empty] | 1000 | mg/l | [54 empty] | 7.9 | l/s | [36 empty] | 300 | mg/l | [10 empty] | 11 | pH | 6 | pH | [18 empty] | 2000 | mg/l | 1000 | mg/l | [8 empty] | 1 | mg/l |  |  |  |  | 43 | °C | [8 empty] | 34.4 | m³/d
CHALTON STW | S012012150KA1 | TE agreement | Live | No | TEAG-0003-2025 | Sundon Landfill Leachate Treatment Works | Near Old Park Farm | Toddington | Bedfordshire |  |  | LU5 6HR | 21/08/2025 | Treated leachate emanating from Sundon Landfill and any additional treated tankered leachates from other Landfill sites | Alpheus Environmental Limited | Lancaster House | Lancaster Way, Ermine Business Park, | Huntingdon | Cambridgeshire |  | PE29 6YJ | the final effluent chamber | Chalton WRC | TL0864051170 | TL0863051200 | [24 empty] | 25 | mg/l | [28 empty] | 350 | mg/l |  |  |  |  | 1000 | mg/l | [48 empty] | 10 | l/s |  |  |  |  | 10 | mg/l | [10 empty] | 2 | mg/l | [30 empty] | 10 | pH | 6 | pH | [18 empty] | 45 | mg/l | [8 empty] | 1000 | mg/l | 1 | mg/l |  |  |  |  | 43 | °C | [8 empty] | 350 | m³/d
CHALTON STW | S01CHL0AF3KA1 | Consent | Live | No | TECO-0023-2026 | Hartoms Fabrication and Engineering Limited | 11c Cosgrove Way | Luton | Bedfordshire |  |  | LU1 1XL | 29/01/2026 | Waste liquids arising from waterjet cutting. | Hartoms Fabrication and Engineering Limited | 11c Cosgrove Way | Luton | Bedfordshire |  |  | LU1 1XL | a point within the premises prior to the effluent entering the public foul sewer | Cosgrove Way, Luton | TL0593322093 | TL0597822141 | [22 empty] | 2.83 | mg/l | [30 empty] | 500 | mg/l |  |  |  |  | 1500 | mg/l | [10 empty] | 0.063 | mg/l | [36 empty] | 1 | l/s |  |  |  |  | 0.42 | mg/l | [10 empty] | 0.022 | mg/l | [30 empty] | 11 | pH | 6 | pH | [8 empty] | 13 | mg/l | [8 empty] | 500 | mg/l | 500 | mg/l | [6 empty] | 260 | mg/l | [6 empty] | 43 | °C | [8 empty] | 1.8 | m³/d | [14 empty] | 0.1 | mg/l
CHANTRY STW | S01ELLENBRKA1 | Direction | Live | No | ADU 501 | Snax 24 Limited | Ellenbrook Road | Ipswich | Suffolk |  |  | IP2 9RP | 01/04/2010 | Wastewater, after passage via an interceptor, from the external washing of vehicles only. | Snax 24 Limited | 110 Cannon Street | London |  |  |  | EC4N 6AR | at a point after the interceptor | at Ellenbrook Road | TM1389042360 | TM1383042340 | [54 empty] | 2000 | mg/l | [54 empty] | 2 | m³/hr | [36 empty] | 250 | mg/l | [10 empty] | 11 | pH | 6 | pH | [18 empty] | 1000 | mg/l | [8 empty] | 1000 | mg/l | [6 empty] | 45 | °C | [8 empty] | 15 | m³/d
CHANTRY STW | S01IPSTESCKA0 | Direction | Live | No | ADZ 270 | Tesco Petrol Filling Station | Copdock Interchange | Ipswich | Suffolk |  |  | IP8 3TS | 01/11/2015 | Used water from an automatic rollover car wash. | Tesco Stores Limited | Tesco House | Delamare Road | Cheshunt | Hertfordshire |  | EN8 9SL | at a point before entering the public foul sewer, after passing through a suitably maintained interceptor. | at the permeter road adjacent to the A14 manhole No. 6302. | TM1254842391 | TM1263842330 | [54 empty] | 2500 | mg/l | [54 empty] | 0.3 | l/s | [48 empty] | 11 | pH | 6 | pH | [18 empty] | 1000 | mg/l | [16 empty] | 45 | °C | [8 empty] | 10 | m³/d
CHATTERIS-NIGHTLAYER FEN STW | S01CHNCWRSKA | Consent | Live | No | ACV 48 | New Road Car Sales | 122 Bridge Street | Chatteris | Cambridgeshire |  |  | PE16 6RN | 01/06/2010 | Wastewater from the external washing of vehicles only | Mr Anthony Hill | 41A Westfield Road | Manea | Cambridgeshire |  |  | PE15 0LS | at a point prior to discharging to the public foul sewer | at Bridge Street, Chatteris | TL3896087050 | TL3898087080 | [54 empty] | 2000 | mg/l | [54 empty] | 1 | l/s | [36 empty] | 250 | mg/l | [10 empty] | 11 | pH | 6 | pH | [18 empty] | 1000 | mg/l | [8 empty] | 1000 | mg/l | [6 empty] | 45 | °C | [8 empty] | 5 | m³/d
CHATTERIS-NIGHTLAYER FEN STW | S0112GULF KA | Direction | Live | No | ADT 461 | SS Motors (Fuels), Fuels Limited | 2 Honeysome Industrial Estate | Honeysome Road | Chatteris | Cambridgeshire |  | PE16 6RZ | 01/06/2009 | Wastewaters, following passage through an interceptor, arising from the external washing of vehicles only | S S Motors (Fuels) Limited | 2 Honeysome Industrial Estate | Honeysome Road | Chatteris | Cambridgeshire |  | PE16 6RZ | at a point prior to discharging to the public foul sewer | at the Honeysome Industrial Estate Pumping Station | TL3870086100 | TL3874086170 | [54 empty] | 2000 | mg/l | [54 empty] | 1 | l/s | [36 empty] | 250 | mg/l | [10 empty] | 11 | pH | 6 | pH | [18 empty] | 1000 | mg/l | [8 empty] | 1000 | mg/l | [6 empty] | 45 | °C | [8 empty] | 2 | m³/d
CHATTERIS-NIGHTLAYER FEN STW | S0112SLADEKA | Direction | Live | No | ADX 396 | Slade End Service Station | 124 Bridge Street | Chatteris | Cambridgeshire |  |  | PE16 6RN | 01/03/2013 | Wastewaters, after passage via an interceptor, from an automatic car wash. | Petrogas Group UK Limited | 200 Strand | London |  |  |  | WC2R 1DJ | at a point prior to discharge into the public foul sewer | at Bridge Street, Chatteris (at manhole No. 9103) | TL3893087120 | TL3893087130 | [54 empty] | 2500 | mg/l | [54 empty] | 0.5 | m³/hr | [36 empty] | 250 | mg/l | [10 empty] | 11 | pH | 6 | pH | [18 empty] | 1000 | mg/l | [8 empty] | 1000 | mg/l | [6 empty] | 45 | °C | [8 empty] | 8 | m³/d
CHATTERIS-NIGHTLAYER FEN STW | S0112STAMCKA | Direction | Live | No | TEDI-0103-2021 | Stainless Metalcraft (Chatteris) Limited | Chatteris Engineering Works | 15 Honeysome Road | Chatteris | Cambridgeshire |  | PE16 6SA | 06/09/2021 | Used waters from vehicle washing, degreasing and processing of aluminium and stainless steel components. Vehicle wash water to pass through an interceptor prior to discharge into the public foul sewer. | Stainless Metalcraft (Chatteris) Limited | Chatteris Engineering Works | 15 Honeysome Road | Chatteris | Cambridgeshire |  | PE16 6SA | a point prior to discharge into the public foul sewer | a point via a private sewer to CHTHSP | TL3865085980 | TL3873986173 | [54 empty] | 4000 | mg/l | [54 empty] | 1.5 | l/s | [36 empty] | 250 | mg/l | [10 empty] | 11 | pH | 6 | pH | [8 empty] | 80 | mg/l | [8 empty] | 700 | mg/l | [16 empty] | 43 | °C | [8 empty] | 4 | m³/d | [14 empty] | 3 | mg/l
CHATTERIS-NIGHTLAYER FEN STW | S01ECLIPSEKA0 | Direction | Live | No | TEDI-0114-2021 | ALS LABORATORIES (UK) LIMITED | Medcalfe Way | Bridge Street | Chatteris | Cambridgeshire |  | PE16 6QZ | 13/09/2021 | Used water arising from the food testing laboratory. | ALS LABORATORIES (UK) LIMITED | Unit 7 & 8 Aspen Court | Bessemer Way | Rotherham | South Yorkshire |  | S60 1FB | the campling chamber in the rear carpark prior to discharging to the public foul sewer | Beaufort Drive, Chatteris | TL3894087010 | TL3894087010 | [54 empty] | 2000 | mg/l | [54 empty] | 1 | l/s | [36 empty] | 250 | mg/l | [10 empty] | 10 | pH | 6 | pH | [18 empty] | 500 | mg/l | [16 empty] | 43 | °C | [8 empty] | 5 | m³/d
CHATTERIS-NIGHTLAYER FEN STW | S01ECLIPSEKA1 | Direction | Live | No | TEDI-0115-2021 | ALS LABORATORIES (UK) LIMITED | Medcalfe Way | Bridge Street | Chatteris | Cambridgeshire |  | PE16 6QZ | 13/09/2021 | Used water arising from the food testing laboratory. | ALS LABORATORIES (UK) LIMITED | Unit 7 & 8 Aspen Court | Bessemer Way | Rotherham | South Yorkshire |  | S60 1FB | the sampling chamber in the front footpath prior to discharging to the public foul sewer | Bridge Street, Chatteris | TL3895087000 | TL3897187092 | [54 empty] | 2500 | mg/l | [54 empty] | 1 | l/s | [36 empty] | 250 | mg/l | [10 empty] | 10 | pH | 6 | pH | [18 empty] | 500 | mg/l | [16 empty] | 43 | °C | [8 empty] | 10 | m³/d | [14 empty] | 1 | mg/l
CHAWSTON-WYBOSTON STW | S013006001KA1 | Consent | Live | No | ACV 138 | Ashtead Plant Hire Limited | Mapletree Farm | Chawston | Bedford |  |  | MK44 3BH | 07/09/2010 | Wastewater, after passage through an interceptor, from the external washing of vehicles and plant equipment. | Ashtead Plant Hire Limited | C/O Ashtead Group PLC Limited | Kings Street House | 36-37 King Street | London |  | EC2V 8BB | at the end chamber of the interceptor | at Chawston Lane | TL1598056000 | TL1599056120 | [54 empty] | 2000 | mg/l | [54 empty] | 1 | m³/hr | [36 empty] | 250 | mg/l | [10 empty] | 11 | pH | 6 | pH | [18 empty] | 1000 | mg/l | [8 empty] | 1000 | mg/l | [6 empty] | 45 | °C | [8 empty] | 5 | m³/d
CHELMSFORD STW | S01CHELGEOKA | Consent | Live | No | ACU 61 | Geopost UK Limited | 1 Montrose Road | Chelmsford | Essex |  |  | CM2 6TE | 07/07/2009 | Wastewaters, after passage through an interceptor, arising from the external washing of vehicles | Geopost UK Limited | PO Box 6979 | Roebuck Road | Smethwick | West Midlands |  | B66 1BN | at a point after the interceptor and prior to discharging to the public foul sewer | at Manhole 9701, Northumberland Court, Chelmsford | TL7288007820 | TL7296007760 | [54 empty] | 2000 | mg/l | [54 empty] | 0.5 | m³/hr | [36 empty] | 250 | mg/l | [10 empty] | 11 | pH | 6 | pH | [18 empty] | 1000 | mg/l | [8 empty] | 1000 | mg/l | [6 empty] | 45 | °C | [8 empty] | 4 | m³/d
CHELMSFORD STW | S01CHELOOKKA | Consent | Live | No | ACX 88 | Lookers (Landrover/Renault) | Cuton Hall Lane | Springfield | Chelmsford | Essex |  | CM2 5PX | 14/09/2012 | Wastewater from the external washing of vehicles. | Lookers PLC | 776 Chester Road | Stretford | Manchester |  |  | M32 0QH | at the manhole after passing through the interceptor and before entry into the public foul sewer | at the rear of the site via Argyll Road | TL7315008140 | TL7309008120 | [54 empty] | 2500 | mg/l | [54 empty] | 0.6 | m³/hr | [36 empty] | 250 | mg/l | [10 empty] | 11 | pH | 6 | pH | [18 empty] | 1000 | mg/l | [8 empty] | 1000 | mg/l | [6 empty] | 45 | °C | [8 empty] | 5 | m³/d
CHELMSFORD STW | S01CHELMALKA | Consent | Live | No | ACZ 517 | Petrol Service Station | 89 Broomfield Road | Chelmsford |  |  |  | CM1 1RY | 15/07/2016 | Used water after passage via an interceptor, from the external washing of vehicles only. | Malthurst Limited | Vincent House | 4 Grove Lane | Epping | Essex |  | CM16 4LH | at a point after the interceptor, prior to entry to the public foul sewer | at Broomfield Road | TL7039007709 | TL7040107727 | [54 empty] | 2500 | mg/l | [54 empty] | 0.5 | l/s | [48 empty] | 11 | pH | 6 | pH | [18 empty] | 1000 | mg/l | [16 empty] | 45 | °C | [8 empty] | 1 | m³/d
CHELMSFORD STW | S01CHELCHPKA | Consent | Live | No | ACY 131 | Chelmer Housing Partnership Limited | Myriad House | 23 Springfield Lyons Approach | Chelmsford | Essex |  | CM2 5LB | 15/10/2013 | Used waters arising from the washing of vehicles and ground maintenance machinery & equipment | Chelmer Housing Partnership Limited | Myriad House | 23 Springfield Lyons Approach | Chelmsford | Essex |  | CM2 5LB | at a point after the catchpit and prior to entry into the public foul sewer | at Manhole 4301 in Springfield Lyons Approach, Chelmsford | TL7341008230 | TL7345008310 | [54 empty] | 2500 | mg/l | [54 empty] | 0.2 | l/s | [36 empty] | 250 | mg/l | [10 empty] | 11 | pH | 6 | pH | [18 empty] | 1000 | mg/l | [8 empty] | 1000 | mg/l | [6 empty] | 45 | °C | [8 empty] | 1 | m³/d
CHELMSFORD STW | S01CHELWTSKA | Consent | Live | No | ACZ 298 | Veolia ES (UK) Ltd | Chelmsford Transfer Station | Winsford Way | Boreham | Chelmsford |  | CM2 5PD | 21/05/2015 | Used water from plant washing and drainage from area within waste transfer building, after passing via silt trap/interceptor. | Veolia ES (UK) Ltd | 210 Pentonville Road | London |  |  |  | N1 9JY | at manhole to the North-East corner of main building | at Winsford Way | TL7381208778 | TL7381508781 | [54 empty] | 2500 | mg/l | [54 empty] | 1 | l/s | [48 empty] | 11 | pH | 6 | pH | [18 empty] | 1000 | mg/l | [16 empty] | 45 | °C | [8 empty] | 3 | m³/d
CHELMSFORD STW | S01CHELBMWKA | Consent | Live | No | ACZ 278 | Inchcape PLC T/A Cooper Chelmsford | Colchester Road | Chelmsford | Essex |  |  | CM2 5PG | 15/04/2015 | Used water, after passage via an interceptor, from the external washing of vehicles only. | Inchcape PLC | 22A St James's Square | London |  |  |  | SW1Y 5LP | at a point following the interceptor, prior to entry to the public foul sewer | at South-East of Colchester Road | TL7368708782 | TL7375308794 | [54 empty] | 2500 | mg/l | [54 empty] | 0.3 | l/s | [48 empty] | 11 | pH | 6 | pH | [18 empty] | 1000 | mg/l | [16 empty] | 45 | °C | [8 empty] | 4 | m³/d
CHELMSFORD STW | S01CHELVIRKA | Consent | Live | No | ACV 220 | Virgin Active (UK) Limited | The Meades | Chelmsford | Essex |  |  | CM2 0RR | 08/03/2011 | Wastewaters arising from the swimming pool filter backwash operations, and from the occassional drain down of the pool for maintenance purposes | Virgin Active (UK) Limited | Active House | 21 North Forth Street | Milton Keynes | Buckinghamshire |  | MK9 1HL | at a point after discharge from the plant room and before discharging to the public foul sewer | at New Writtle Street, Chelmsford | TL7040006530 | TL7042006540 | [54 empty] | 1000 | mg/l | [10 empty] | 5 | mg/l | [42 empty] | 6 | l/s | [36 empty] | 250 | mg/l | [10 empty] | 10 | pH | 6 | pH | [18 empty] | 1000 | mg/l | [8 empty] | 1000 | mg/l | [6 empty] | 45 | °C | [8 empty] | 10 | m³/d
CHELMSFORD STW | S01CHELSTJKA | Consent | Live | No | ACZ 360 | St John Ambulance | One Fox Crescent | Chelmsford | Essex |  |  | CM1 2BN | 14/09/2015 | Used water from the washing of vehicles after passage via a silt trap. | St. John Ambulance | St. John's Gate | Clerkenwell | London |  |  | EC1M 4DA | at a point after the silt trap, prior to entering the public sewer | at a point South East of the site | TL6949707748 | TL6954307734 | [54 empty] | 2500 | mg/l | [54 empty] | 0.1 | l/s | [48 empty] | 11 | pH | 6 | pH | [18 empty] | 1000 | mg/l | [16 empty] | 45 | °C | [8 empty] | 0.1 | m³/d
CHELMSFORD STW | S01CHELJEWKA | Consent | Live | No | ACZ 153 | Jewson Ltd | Montrose House, Montrose Road | Dukes Park Industrial Estate | Chelmsford |  |  | CM2 6TE | 20/10/2014 | Used water from the jet washing of vehicles & plant. | Jewsons Limited | Saint -Gobain House | Binley Business Park | Coventry |  |  | CV3 2TT | at a point following the interceptor, & prior to discharging to the public foul sewer | at Northumberland Court | TL7300607762 | TL7295007789 | [54 empty] | 2500 | mg/l | [54 empty] | 0.14 | l/s | [36 empty] | 250 | mg/l | [10 empty] | 11 | pH | 6 | pH | [18 empty] | 1000 | mg/l | [8 empty] | 1000 | mg/l | [6 empty] | 45 | °C | [8 empty] | 2 | m³/d
CHELMSFORD STW | S01CHELIVWKA | Consent | Live | No | ACZ 399 | Inchape Volkswagen - Chelmsford | Westway | Chelmsford | Essex |  |  | CM1 3BH | 05/11/2015 | Used water after passage via an interceptor, from the external washing of vehicles only. | Inchcape Retail Limited | Inchape House | Langford Lane | Kidlington | Oxford |  | OX5 1HT | at a point following the interceptor, prior to discharge to the public foul sewer | at Robjohns Road | TL6949805423 | TL6934305477 | [54 empty] | 2500 | mg/l | [54 empty] | 0.3 | l/s | [48 empty] | 11 | pH | 6 | pH | [18 empty] | 1000 | mg/l | [16 empty] | 45 | °C | [8 empty] | 3.5 | m³/d
CHELMSFORD STW | S01ARCCHELKA | Consent | Live | No | ACR 235 | ARC Carwash | 80 Waterhouse Lane | Chelmsford | Essex |  |  | CM1 2UP | 24/01/2007 | Wastewaters, after passage through an interceptor, from the external washing of vehicles . | Anduff Carwash Ltd | 35 - 37 Amersham Hill | High Wycombe | Buckinghamshire |  |  | HP13 6NU | at a point prior to discharge into the public foul sewer | at Waterhouse Lane, Chelmsford | TL6958006350 | TL6958006350 | [54 empty] | 2000 | mg/l | [54 empty] | 2 | m³/hr | [36 empty] | 250 | mg/l | [10 empty] | 11 | pH | 6 | pH | [18 empty] | 1000 | mg/l | [8 empty] | 1000 | mg/l | [6 empty] | 45 | °C | [8 empty] | 20 | m³/d
CHELMSFORD STW | S01CHELSAXKA | Consent | Live | No | ACX 219 | Saxton 4 X 4 Limited | Widford Industrial Estate | Westway | Chelmsford | Essex |  | CM13 3TQ | 25/03/2013 | Wastewaters arising from the external washing of vehicles after passing through a 3 stage interceptor | Saxton 4 X 4 Limited | 661 Raleigh Road | Hutton | Brentwood | Essex |  | CM13 1SS | at the discharge point from the interceptor prior to entry into the public foul sewer | at Robjohns Road, Chelmsford | TL6953005450 | TL6934005470 | [54 empty] | 2000 | mg/l | [54 empty] | 0.02 | l/s | [36 empty] | 250 | mg/l | [10 empty] | 11 | pH | 6 | pH | [18 empty] | 1000 | mg/l | [8 empty] | 1000 | mg/l | [6 empty] | 45 | °C | [8 empty] | 0.075 | m³/d
CHELMSFORD STW | S01MRCLEANKA | Direction | Live | No | ADX 503 | New Again Car Wash | New Street | Chelmsford | Essex |  |  | CM1 1GJ | 01/05/2013 | Wastewater from the external washing of vehicles, after passage through an interceptor. | New Again Limited | The Car Wash | New Street | Chelmsford | Essex |  | CM1 1GJ | at a point after the interceptor and prior to discharging to the public foul sewer | New Street, Chelmsford | TL7092007390 | TL7091007400 | [54 empty] | 2500 | mg/l | [54 empty] | 1.5 | m³/hr | [36 empty] | 250 | mg/l | [10 empty] | 11 | pH | 6 | pH | [18 empty] | 1000 | mg/l | [8 empty] | 1000 | mg/l | [6 empty] | 45 | °C | [8 empty] | 15 | m³/d
CHELMSFORD STW | S01CNTYMOTKA | Direction | Live | No | ADX 501 | Cambria Automobiles t/a County Motor Works | Eastern Approach | Springfield | Chelmsford | Essex |  | CM2 6PN | 01/05/2013 | Wastewaters from washing and steam cleaning of vehicles. | Cambria Automobiles (South East) Limited | Swindon Motor Park | Dorcan Way | Swindon | Wiltshire |  | SN3 3RA | at a point after passing through an interceptor, prior to entry to the public foul sewer | at the Western boundary of site, Eastern Approach, Chelmsford. | TL7298008180 | TL7292008090 | [54 empty] | 2500 | mg/l | [54 empty] | 1 | m³/hr | [36 empty] | 250 | mg/l | [10 empty] | 11 | pH | 6 | pH | [18 empty] | 1000 | mg/l | [8 empty] | 1000 | mg/l | [6 empty] | 45 | °C | [8 empty] | 5 | m³/d
CHELMSFORD STW | S01GLYNHOPKA | Direction | Live | No | ADY 67 | Glyn Hopkin Ltd | Unit 12 | Corner of Bilton Rd & Waterhouse Lane | Chelmsford | Essex |  | CM1 2UP | 01/09/2013 | Wastewater from the washing of vehicles via a suitable well maintained interceptor. | Glyn Hopkin Limited | Fairfax House | 15 Fulwood Place | London |  |  | WC1V 6AY | at a point after the interceptor, prior to discharging to the public foul sewer | Bilton Road, Chelmsford | TL6958006280 | TL6958006280 | [54 empty] | 2500 | mg/l | [54 empty] | 0.5 | m³/hr | [36 empty] | 250 | mg/l | [10 empty] | 11 | pH | 6 | pH | [18 empty] | 1000 | mg/l | [8 empty] | 1000 | mg/l | [6 empty] | 45 | °C | [8 empty] | 8 | m³/d
CHELMSFORD STW | S01MOBILBAKA | Direction | Live | No | ADZ 837 | Malthurst Baddow Road, BP Service Station | Baddow Road | Chelmsford | Essex |  |  | CM2 9RA | 01/12/2016 | Used waters arising from an automatic car wash, after passing through a suitably maintained interceptor. | Malthurst Retail Limited | Vincent House | 4 Grove Lane | Epping | Essex |  | CM16 4LH | at a point after passing through an interceptor, prior to discharging to the public foul sewer. | at Baddow Road, Chelmsford | TL7205005460 | TL7205005460 | [54 empty] | 2500 | mg/l | [54 empty] | 0.5 | l/s | [48 empty] | 11 | pH | 6 | pH | [18 empty] | 1000 | mg/l | [16 empty] | 45 | °C | [8 empty] | 8 | m³/d
CHELMSFORD STW | S01HAVELANKA | Direction | Live | No | ADW 215 | Monarch Cleaners | 9 Havengore | Springfield | Chelmsford | Essex |  | CM1 6JP | 01/03/2012 | Wastewater from the laundering of domestics items only. | Monarch Cleaners (Springfield) Limited | c/o Hubbard Lloyd | 8 The Courtyards, Wyncolls Road | Severalls Industrial Park | Colchester | Essex | CO4 9PE | at a point prior to discharging to the public foul sewer | at Havengore, Chelmsford | TL7253008380 | TL7248008360 | [54 empty] | 2000 | mg/l | [54 empty] | 2 | m³/hr | [36 empty] | 100 | mg/l | [10 empty] | 11 | pH | 6 | pH | [18 empty] | 1000 | mg/l | [8 empty] | 1000 | mg/l | [6 empty] | 45 | °C | [8 empty] | 10 | m³/d
CHELMSFORD STW | S01RMAILCOKA | Direction | Live | No | ADV 23 | South East Anglia Mail Centre | Winsford Way | Chelmsford | Essex |  |  | CM2 5AA | 01/07/2010 | Condensate from a combined heat and power unit. | Royal Mail Group Limited | 100 Victoria Embankment | London |  |  |  | EC4Y 0HQ | at the manhole after passage via the interceptor | at Winsford Way, Chelmsford (manhole No. 0900) | TL7393008980 | TL7403008990 | [54 empty] | 10000 | mg/l | [54 empty] | 0.25 | m³/hr | [36 empty] | 250 | mg/l | [10 empty] | 10 | pH | 6 | pH | [18 empty] | 1000 | mg/l | [8 empty] | 1000 | mg/l | [6 empty] | 45 | °C | [8 empty] | 1 | m³/d
CHELMSFORD STW | S01JONESDWKA | Direction | Live | No | ADX 328 | Chelmsford Star Co-Operative Society Ltd | 372 Baddow Road | Chelmsford | Essex |  |  | CM2 9RA | 01/03/2013 | Wastewaters arising from the external washing of vehicles only | Chelmsford Star Co-Operative Society Ltd | 220 Moulsham Street | Chelmsford | Essex |  |  | CM2 0LS | at a point after the interceptor and before discharge into the public foul sewer | at Baddow Road, Chelmsford | TL7205005440 | TL7203005500 | [54 empty] | 2500 | mg/l | [54 empty] | 2 | m³/hr | [36 empty] | 250 | mg/l | [10 empty] | 11 | pH | 6 | pH | [18 empty] | 1000 | mg/l | [8 empty] | 1000 | mg/l | [6 empty] | 45 | °C | [8 empty] | 9 | m³/d
CHELMSFORD STW | S01BALFCHLKA | Direction | Live | No | ADX 203 | Ringway Jacobs Limited | Springfield Depot | Colchester Road | Chelmsford, Essex |  |  | CM2 5PU | 01/04/2013 | Waste waters from the external jet-washing of highway maintenance vehicles, after passing through a grit/oil interceptor | Ringway Jacobs Limited | Albion House | Springfield Road | Horsham | West Sussex |  | RH12 2RW | at a point after the interceptor and prior to discharging into the public foul sewer | at Colchester Road, Chelmsford | TL7372008430 | TL7376008470 | [54 empty] | 2500 | mg/l | [54 empty] | 0.6 | m³/hr | [36 empty] | 250 | mg/l | [10 empty] | 11 | pH | 6 | pH | [18 empty] | 1000 | mg/l | [8 empty] | 1000 | mg/l | [6 empty] | 45 | °C | [8 empty] | 5 | m³/d
CHELMSFORD STW | S01RMAILVWKA | Direction | Live | No | ADV 22 | South East Anglia Mail Centre | Winsford Way | Chelmsford | Essex |  |  | CM2 5AA | 01/07/2010 | Wastewater, after passage via an interceptor, arising from the external washing of vehicles only. | Royal Mail Group Limited | 100 Victoria Embankment | London |  |  |  | EC4Y 0HQ | at the manhole after the interceptor and prior to discharging to the public foul sewer | at Winsford Way, Chelmsford | TL7398008840 | TL7403008800 | [54 empty] | 2000 | mg/l | [54 empty] | 0.25 | m³/hr | [36 empty] | 250 | mg/l | [10 empty] | 11 | pH | 6 | pH | [18 empty] | 1000 | mg/l | [8 empty] | 1000 | mg/l | [6 empty] | 45 | °C | [8 empty] | 2 | m³/d
CHELMSFORD STW | S01WATERHSKA | Direction | Live | No | ADT 310 | VLS Limited | 3 Bilton Road | Chelmsford | Essex |  |  | CM1 2UP | 01/05/2009 | Wastewaters generated during the external washing of vehicles | VLS Limited | Northumbria Way | Killingworth | Newcastle upon Tyne |  |  | NE12 6EH | at a point prior to discharge into the public foul sewer | at Bilton Road, Chelmsford | TL6956006310 | TL6964006260 | [54 empty] | 2000 | mg/l | [54 empty] | 0.5 | m³/hr | [36 empty] | 250 | mg/l | [10 empty] | 11 | pH | 6 | pH | [18 empty] | 1000 | mg/l | [8 empty] | 1000 | mg/l | [6 empty] | 45 | °C | [8 empty] | 4 | m³/d
CHELMSFORD STW | S01HERTZCHKA | Consent | Live | No | ACS 179 | Hertz Rent A Car | 23 Robjohns Road, Widford Ind Est | Chelmsford, Essex |  |  |  | CM1 3AG | 29/01/2008 | Wastewater, after passage via an interceptor, from the external jet-washing of road vehicles. | Hertz (UK) Limited | 11 Vine Street, Uxbridge | Middlesex |  |  |  | UB8 1QE | at a point after discharge from the wash-down area after passage via the interceptor | at Robjohns Road, Chelmsford | TL6925605787 | TL6925605787 | [54 empty] | 2000 | mg/l | [54 empty] | 0.2 | m³/hr | [36 empty] | 250 | mg/l | [10 empty] | 11 | pH | 6 | pH | [18 empty] | 1000 | mg/l | [8 empty] | 1000 | mg/l | [6 empty] | 45 | °C | [8 empty] | 1.5 | m³/d
CHELMSFORD STW | S01FEBCHELKA | Consent | Live | No | ACS 53 | First Essex Buses Limited | Bus Depot | Westway | Chelmsford | Essex |  | CM1 3AR | 03/08/2007 | Wastewater, after passage via an oil interceptor, from the washing of road transport vehicles using an automatic wash facility. | First Essex Buses Limited | Bus Depot | Westway | Chelmsford | Essex |  | CM1 3AR | at a point prior to discharge into the public foul sewer | at Westway, Chelmsford | TL6952005784 | TL6952005784 | [54 empty] | 1000 | mg/l | [54 empty] | 1 | l/s | [36 empty] | 250 | mg/l | [10 empty] | 10 | pH | 6 | pH | [18 empty] | 500 | mg/l | [8 empty] | 1000 | mg/l | [6 empty] | 45 | °C | [8 empty] | 8 | m³/d
CHELMSFORD STW | S01MOBBOREKA | Direction | Live | No | ADY 53 | Boreham SF Connect | Boreham Service Area | Colchester Road | Springfield, Chelmsford | Essex |  | CM2 5PY | 01/08/2013 | Wastewater, after passage via an interceptor, from a vehicle wash, jet wash and truck wash. | BP Express Shopping Limited | Chertsey Road | Sunbury on Thames | Middlesex |  |  | TW16 7BP | at a point after the interceptor and before entry into the public foul sewer at the southern entrance to the premises | at a point on the access road at the southern entrance to the site. | TL7389009360 | TL7389009360 | [54 empty] | 2500 | mg/l | [54 empty] | 2 | m³/hr | [36 empty] | 250 | mg/l | [10 empty] | 11 | pH | 6 | pH | [18 empty] | 1000 | mg/l | [8 empty] | 1000 | mg/l | [6 empty] | 45 | °C | [8 empty] | 18 | m³/d
CHELMSFORD STW | S01PINCHELKA | Direction | Live | No | ADX 17 | Nuffield Health, Fitness & Wellbeing | Riverside Retail Park | Victoria Road | Chelmsford | Essex |  | CM1 1AN | 01/08/2012 | Wastewater from the filter backwashing process and periodic drain-down of swimming pool contents. | Nuffield Health Wellbeing Limited | 40-44 Coombe Road | New Malden | Surrey | Essex |  | KT3 4QF | at a point after the swimming pool backwashing and spa before entering the public foul sewer | at Riverside Retail Park, Victoria Road, Chelmsford | TL7134007380 | TL7137007370 | [54 empty] | 1000 | mg/l | [10 empty] | 5 | mg/l | [42 empty] | 20 | l/s | [36 empty] | 250 | mg/l | [10 empty] | 10 | pH | 6 | pH | [18 empty] | 1000 | mg/l | [8 empty] | 1000 | mg/l | [6 empty] | 45 | °C | [8 empty] | 20 | m³/d
CHELMSFORD STW | S01CHELRYNKA1 | Consent | Live | No | TECO-0095-2019 | Ryan's Hand Car Wash | Colchester Road | Chelmsford | Essex |  |  | CM2 5PR | 02/09/2019 | Used water, after passage via silt trap, from the external washing of vehicles only. | Ryan Hand Car Wash Ltd | Hand Car Wash | Colchester Road | Chelmsford | Essex |  | CM2 5PR | the effluent pumping station on site | Fordson Road. | TL7369808904 | TL7369408851 | [54 empty] | 2500 | mg/l | [54 empty] | 2.7 | l/s | [48 empty] | 11 | pH | 6 | pH | [18 empty] | 1000 | mg/l | [16 empty] | 45 | °C | [8 empty] | 10 | m³/d
CHELMSFORD STW | S01BTCHELMKA | Direction | Live | No | TEDI-0134-2019 | British Telecommunications PLC | Chelmsford TEC, Widford Industrial Estate | Rodney Way, Chelmsford | Essex |  |  | CM1 3BY | 22/01/2020 | Used water, after passage via an interceptor, from the external washing of vehicles only. | British Telecommunications PLC | 81 Newgate Street | London |  |  |  | EC1A 7AJ | the manhole after passing through the interceptor | Rodney Way (manhole 2200), Chelmsford | TL6930005250 | TL6921005210 | [54 empty] | 2500 | mg/l | [54 empty] | 1 | l/s | [48 empty] | 11 | pH | 6 | pH | [18 empty] | 1000 | mg/l | [16 empty] | 45 | °C | [8 empty] | 5 | m³/d
CHELMSFORD STW | S01CHELJARKA | Consent | Live | No | TECO-0035-2020 | Mercedes-Benz of Chelmsford | 3 White Hart Lane | Springfield | Chelmsford | Essex |  | CM2 5EF | 07/04/2020 | Used water, after passage via an interceptor, from the external washing of vehicles only. | Jardine Motors Group UK Ltd | 770 The Crescent | Colchester Business Park | Colchester | Essex |  | CO4 9YQ | a point after the silt trap and prior to joining the domestic sewer. | Manhole 4700 located near the site entrance. | TL7339208745 | TL7343608740 | [54 empty] | 2500 | mg/l | [54 empty] | 1 | l/s | [48 empty] | 11 | pH | 6 | pH | [18 empty] | 1000 | mg/l | [16 empty] | 43.3 | °C | [8 empty] | 2 | m³/d
CHELMSFORD STW | S01BALFCHLKA1 | Direction | Live | No | TEDI-0020-2020 | Ringway Jacobs Ltd | Springfield Depot | Colchester Road | Springfield | Chelmsford |  | CM2 5PU | 05/10/2020 | Contaminated surface waters, after passage through a grit trap/oil interceptor, from the road salt vehicle loading area. | Ringway Jacobs Limited | Albion House | Springfield Road | Horsham | West Sussex |  | RH12 2RW | a point immediately after passage through the grit/oil interceptor | Springfield Lyons approach, Springfield, Chelmsford | TL7323208536 | TL7332308548 | [54 empty] | 1500 | mg/l |  |  |  |  | 5000 | mg/l | [48 empty] | 1 | l/s | [48 empty] | 10 | pH | 6 | pH | [18 empty] | 500 | mg/l | [16 empty] | 43 | °C | [8 empty] | 16 | m³/d
CHELMSFORD STW | S01AEROSPAKA | Direction | Live | No | TEDI-0075-2020 | Aerospace Surface Treatments Limited | Units 1 & 2, Block 1 | Farrow Road | Chelmsford Industrial Estate | Chelmsford, Essex |  | CM1 3UB | 08/11/2020 | Used water, following effluent pre-treatment, from the following processes only: 1. Cleaning and passivation of ferrous and non-ferrous metals, 2. Conversion coatings on aluminium and it’s alloys, 3. Anodic surface treatment of aluminium and it’s alloys. | Aerospace Surface Treatments Limited | Inflite House | Stansted Airport | Stansted, Essex |  |  | CM24 1RY | a point after discharge from the effluent pre-treatment plant to the east side of the building | Tattershall Way, Chelmsford | TL6926405233 | TL6930405244 | [48 empty] | 0.1 | mg/l |  |  |  |  | 500 | mg/l | [12 empty] | 1.5 | mg/l | [40 empty] | 1.4 | l/s | [20 empty] | 0.003 | mg/l | [26 empty] | 10 | pH | 6 | pH | [18 empty] | 200 | mg/l | [8 empty] | 1000 | mg/l | [6 empty] | 43 | °C | [8 empty] | 15 | m³/d
CHELMSFORD STW | S01CHELASDKA2 | Consent | Live | No | TECO-0141-2021 | CPV Hand Car Wash | Customer Car Park | Asda Supermarket | Chelmer Village Centre | Chelmsford | Essex | CM2 6RE | 06/09/2021 | Used water from a hand car washing facility performing valeting of vehicles. | Car Park Valeting Limited T/A CPV Hand Car Wash | C/o Simpson Wreford and Partners, Suffolk House | George Street | Croydon | Surrey |  | CR0 0YN | the chamber after the gully connection | rear of store and Chelmer Village Hall | TL7327306949 | TL7309907181 | [54 empty] | 2500 | mg/l | [54 empty] | 0.3 | l/s | [48 empty] | 11 | pH | 6 | pH | [18 empty] | 1000 | mg/l | [16 empty] | 43 | °C | [8 empty] | 5 | m³/d
CHELMSFORD STW | S01DOM0008KA1 | Consent | Live | No | TECO-0197-2021 | BinFresh4You | 15 Pentland Avenue | Chelmsford | Essex |  |  | CM1 4AY | 17/11/2021 | Screened used water from the cleaning of wheelie bins (by a high pressure wash). | Mr Marcus Young T/A BinFresh4You | 15 Pentland Avenue | Chelmsford | Essex |  |  | CM1 4AY | the access point at base of black down pipe at rear of property | Pentland Avenue | TL7053009044 | TL7050409042 | [54 empty] | 2000 | mg/l | [54 empty] | 0.55 | l/s | [48 empty] | 10 | pH | 6 | pH | [18 empty] | 1000 | mg/l | [16 empty] | 43 | °C | [8 empty] | 0.2 | m³/d
CHELMSFORD STW | S01CHELRAYKA | Direction | Live | No | TEDI-0250-2021 | Raynor Foods Limited | Block 1, Unit 4 | Farrow Road | Widford Industrial Estate | Chelmsford | Essex | CM1 3TH | 02/04/2022 | Used water from the washing of equipment and utensils, CIP of production lines and sanitising of fruit and vegetables in the production of sandwiches. | Raynor Foods Limited | 4 Farrow Road | Widford Industrial Estate | Chelmsford | Essex |  | CM1 3TH | a point after discharge from the production area, prior to entry to the public foul sewer | the rear of Farrow Road, Chelmsford | TL6922505245 | TL6921305274 | [54 empty] | 6000 | mg/l | [54 empty] | 0.5 | l/s | [36 empty] | 250 | mg/l | [10 empty] | 10 | pH | 6 | pH | [18 empty] | 1500 | mg/l | [16 empty] | 43 | °C | [8 empty] | 4 | m³/d
CHELMSFORD STW | S01CHELRFHKA1 | Direction | Live | No | TEDI-0252-2021 | Raynor Foods Limited | Block 3, Units 1-3 | Farrow Road | Chelmsford | Essex |  | CM1 3TH | 02/04/2022 | Used water from cleaning and sanitisation activities, including CIP of production lines, in the 'high care production area' for producing sandwiches. | Raynor Foods Limited | 4 Farrow Road | Widford Industrial Estate | Chelmsford | Essex |  | CM1 3TH | the manhole after the fat trap and prior to entering the public foul sewer | Farrow Road | TL6926005292 | TL6918305223 | [54 empty] | 6000 | mg/l | [54 empty] | 0.5 | l/s | [36 empty] | 250 | mg/l | [10 empty] | 10 | pH | 6 | pH | [18 empty] | 1500 | mg/l | [16 empty] | 43 | °C | [8 empty] | 10 | m³/d
CHELMSFORD STW | S01CHELRFLKA1 | Direction | Live | No | TEDI-0253-2021 | Raynor Foods Limited | Block 3, Units 1-3 | Farrow Road | Chelmsford | Essex |  | CM1 3TH | 02/04/2022 | Used water from cleaning and sanitisation activities in the 'low risk preparation' areas for the production of sandwiches. | Raynor Foods Limited | 4 Farrow Road | Widford Industrial Estate | Chelmsford | Essex |  | CM1 3TH | a point after discharge and prior to entering the public foul sewer | Farrow Road | TL6920505284 | TL6918305223 | [54 empty] | 6000 | mg/l | [54 empty] | 0.5 | l/s | [48 empty] | 10 | pH | 6 | pH | [18 empty] | 1500 | mg/l | [16 empty] | 43 | °C | [8 empty] | 10 | m³/d
CHELMSFORD STW | S01EEVCHELKA | Direction | Live | No | TEDI-0197-2022 | Teledyne UK Ltd | 106 Waterhouse Lane | Chelmsford, Essex |  |  |  | CM1 2QU | 02/02/2023 | Treated used waters generated during electroplating and chemical processing of electronic components. | Teledyne UK Ltd | 106 Waterhouse Lane | Chelmsford, Essex |  |  |  | CM1 2QU | the treatment plant prior to discharge into the public foul sewer | manhole 9501 at the North-East corner of the premises | TL6999906525 | TL7001906548 | [54 empty] | 200 | mg/l | [16 empty] | 1 | mg/l |  |  |  |  | 0.5 | mg/l | [30 empty] | 7 | l/s | [28 empty] | 1 | mg/l |  |  | 1.5 | mg/l | [14 empty] | 10 | pH | 6 | pH | [18 empty] | 100 | mg/l | [8 empty] | 1500 | mg/l | [6 empty] | 43 | °C | [8 empty] | 400 | m³/d
CHELMSFORD STW | S01CTYLAUNKA1 | Direction | Live | No | TEDI-0203-2022 | County Linen | 28 Robjohns Road | Widford Industrial Estate | Chelmsford, Essex |  |  | CM1 3AF | 13/06/2023 | Wastewaters from the laundering process. | Eastern Counties Laundries Limited T/A County Linen | 28 Robjohns Road | Widford Industrial Estate | Chelmsford, Essex |  |  | CM1 3AF | the foul manhole to the rear of the building | the rear of the premises, leading to Hanbury Road, Chelmsford | TL6913305693 | TL6913005696 | [54 empty] | 2000 | mg/l | [54 empty] | 2.25 | l/s | [48 empty] | 11 | pH | 6 | pH | [18 empty] | 1000 | mg/l | [16 empty] | 43 | °C | [8 empty] | 350 | m³/d
CHELMSFORD STW | S01NINOSLYKA | Direction | Live | No | TEDI-0204-2022 | County Linen | 31 Robjohns Road | Widford Industrial Estate | Chelmsford | Essex |  | CM1 3AG | 03/05/2023 | Wastewaters arising from the laundering process. | Eastern Counties Laundries Limited T/A County Linen | 28 Robjohns Road | Widford Industrial Estate | Chelmsford | Essex |  | CM1 3AF | the effluent pit to the rear of the property | Robjohns Road, Chelmsford | TL6930505740 | TL6923105729 | [54 empty] | 2000 | mg/l | [54 empty] | 5.3 | l/s | [48 empty] | 11 | pH | 6 | pH | [18 empty] | 1000 | mg/l | [16 empty] | 43 | °C | [8 empty] | 230 | m³/d
CHELMSFORD STW | S01CHPOOLSKA1 | Consent | Live | No | TECO-0010-2023 | Riverside Leisure Centre | Victoria Road | Chelmsford | Essex |  |  | CM1 1FG | 26/01/2023 | Used water from the filter backwashing process and periodic drain-down of swimming pool contents. | Chelmsford City Council | Civic Centre | Duke Street | Chelmsford | Essex |  | CM1 1JE | the manhole to the rear of the building, prior to discharge to the public foul sewer | the rear of the building, along the River Chelmer | TL7120707016 | TL7122607038 | [54 empty] | 1000 | mg/l | [10 empty] | 5 | mg/l | [42 empty] | 19.6 | l/s | [48 empty] | 10 | pH | 6 | pH | [18 empty] | 1000 | mg/l | [16 empty] | 43 | °C | [8 empty] | 42 | m³/d
CHELMSFORD STW | S01CHEBREWKA | Consent | Live | No | TECO-0026-2023 | Brewhouse and Kitchen | Anne Knight Building | Duke Street | Chelmsford | Essex |  | CM1 1LW | 08/02/2023 | Used water from the cleaning of brewing equipment. | Brewhouse and Kitchen Limited | Office Above The Brewpub | 2a Corsica Street | London |  |  | N5 1JJ | a point within the brewing room prior to discharge to foul | Victoria Road | TL7057207015 | TL7061606967 | [54 empty] | 5000 | mg/l | [54 empty] | 0.25 | l/s | [48 empty] | 10 | pH | 6 | pH | [18 empty] | 1000 | mg/l | [16 empty] | 43 | °C | [8 empty] | 3 | m³/d
CHELMSFORD STW | S01CHELDPDKA1 | Consent | Live | No | TECO-0027-2023 | DPD Group UK Ltd | 2 James Fenton Way | Sheepcotes | Chelmsford | Essex |  | CM2 5AN | 02/03/2023 | Used water, after passage via an interceptor, from the external washing of vehicles only. | DPD Group UK Ltd | Roebuck Lane | Smethwick | West Midlands |  |  | B66 1BY | the chamber after the separator | the manhole to the east of the building, on James Fenton Way | TL7392808273 | TL7402208177 | [54 empty] | 2500 | mg/l | [54 empty] | 0.2 | l/s | [48 empty] | 11 | pH | 6 | pH | [18 empty] | 1000 | mg/l | [16 empty] | 43 | °C | [8 empty] | 3.6 | m³/d
CHELMSFORD STW | S01CHELFORKA | Direction | Live | No | TEDI-0096-2023 | L.P Foreman & Sons Limited | 1-4 Farrow Road | Widford Industrial Estate | Chelmsford | Essex |  | CM1 3TH | 07/09/2023 | Used water containing diluted water based ink from rinsing print stereos. | L.P Foreman & Sons Limited | 1-4 Farrow Road | Widford Industrial Estate | Chelmsford | Essex |  | CM1 3TH | the collected rinsewaters in the sink | Farrow Road | TL6916805266 | TL6911705289 | [54 empty] | 20000 | mg/l | [16 empty] | 3 | mg/l | [36 empty] | 0.1 | l/s | [48 empty] | 10 | pH | 6 | pH | [18 empty] | 2000 | mg/l | [16 empty] | 43 | °C | [8 empty] | 0.01 | m³/d | [14 empty] | 5 | mg/l
CHELMSFORD STW | S01CHELRFVKA1 | Direction | Live | No | TEDI-0101-2023 | Raynor Foods Limited | Units 1-3 Farrow Road | Chelmsford | Essex |  |  | CM1 3TH | 08/08/2023 | Used water after passage via a silt trap, from the external washing of vehicles. | Raynor Foods Limited | 4 Farrow Road | Widford Industrial Estate | Chelmsford | Essex |  | CM1 3TH | the manhole in the wash bay area | Farrow Road | TL6923805288 | TL6918305223 | [54 empty] | 2500 | mg/l | [54 empty] | 0.2 | l/s | [48 empty] | 11 | pH | 6 | pH | [18 empty] | 1000 | mg/l | [16 empty] | 43 | °C | [8 empty] | 2 | m³/d
CHELMSFORD STW | S01CHEMERCKA2 | Consent | Live | No | TECO-0172-2023 | Mercedes-Benz of Chelmsford | 3 White Hart Lane | Springfield | Chelmsford | Essex |  | CM2 5EF | 14/07/2023 | Used water, after passage via an interceptor, from the external jet washing of vehicles only. | Jardine Motors Group UK Ltd T/A Mercedes-Benz of Chelmsford | C/O Porsche Centre Colchester Auto Way | Ipswich Road | Colchester | Essex |  | CO4 9HA | the inspection chamber near the wash bay | the public foul sewer passing beneath the White Hart Lane roundabout | TL7336708744 | TL7343708740 | [54 empty] | 2500 | mg/l | [54 empty] | 0.25 | l/s | [48 empty] | 11 | pH | 6 | pH | [18 empty] | 1000 | mg/l | [16 empty] | 43 | °C | [8 empty] | 2 | m³/d
CHELMSFORD STW | S01BAEBADDKA1 | Direction | Live | No | TEDI-0241-2023 | BAE Systems Digital Intelligence | West Hanningfield Road | Great Baddow | Chelmsford | Essex |  | CM2 8HN | 29/02/2024 | Used water containing trace quantities of acids and alkalis resulting from chemical laboratory operations. | BAE Systems Applied Intelligence Ltd | Surrey Research Park | Guildford | Surrey |  |  | GU2 7RQ | a point after discharge from the effluent holding tank and before entry into the public foul sewer | Eastwood Park, Great Baddow | TL7299803980 | TL7305004040 | [54 empty] | 500 | mg/l | [54 empty] | 1 | l/s | [48 empty] | 10 | pH | 6 | pH | [18 empty] | 250 | mg/l | [16 empty] | 43 | °C | [8 empty] | 1 | m³/d
CHELMSFORD STW | S01CHELRECKA1 | Consent | Live | No | TECO-0191-2024 | Chelmsford City Council | Freighter House | Drovers Way, Chelmsford | Essex |  |  | CM5 2PH | 16/10/2024 | The combined discharge from the interceptor comprising the following only: - Used water from the external washing of vehicles - Contaminated surface water run-off. | Chelmsford City Council | Freighter House | Drovers Way, Chelmsford | Essex |  |  | CM5 2PH | the discharge point of the interceptor | the edge of Freighter House car park | TL7385509230 | TL7391209197 | [54 empty] | 1000 | mg/l | [54 empty] | 1 | l/s | [36 empty] | 250 | mg/l | [10 empty] | 10 | pH | 6 | pH | [18 empty] | 1000 | mg/l | [16 empty] | 43 | °C | [8 empty] | 35 | m³/d
CHELMSFORD STW | S01CHELWRTKA1 | Consent | Live | No | TECO-0109-2024 | Anglia Ruskin University Writtle | Lordship Campus | Writtle | Essex |  |  | CM1 3RR | 30/05/2024 | Used water from the filter backwashing process and periodic drain-down of swimming pool contents. | Anglia Ruskin University Higher Education Corporation | Bishop Hall Lane | Chelmsford | Essex |  |  | CM1 1SQ | a point after discharge and prior to mixing with site domestic sewage | Manhole 6601 on Lordship Road | TL6786306803 | TL6767106599 | [54 empty] | 1000 | mg/l | [10 empty] | 5 | mg/l | [42 empty] | 82 | l/s | [48 empty] | 10 | pH | 6 | pH | [18 empty] | 1000 | mg/l | [16 empty] | 43 | °C | [8 empty] | 21 | m³/d
CHELMSFORD STW | S01CHELVLVKA1 | Consent | Live | No | TECO-0141-2024 | Lookers Motor Group Limited T/A Volvo Chelmsford | Cromar Way | Chelmsford, Essex |  |  |  | CM1 2QX | 30/07/2024 | Used water, after passage via an interceptor, from the external washing of vehicles only. | Lookers Motor Group Limited | Lookers House, 3 Etchells Road | West Timperley, Altrincham |  |  |  | WA14 5XS | the interceptor in the wash bay | Cromar Way, Chelmsford | TL6980006311 | TL6980306295 | [54 empty] | 2500 | mg/l | [54 empty] | 0.5 | l/s | [48 empty] | 11 | pH | 6 | pH | [18 empty] | 1000 | mg/l | [16 empty] | 43 | °C | [8 empty] | 1.5 | m³/d
CHELMSFORD STW | S01CHELASTKA1 | Consent | Live | No | TECO-0149-2024 | Aston Barclay Limited | Drovers Way | Springfield | Chelmsford, Essex |  |  | CM2 5PP | 25/07/2024 | Used water, after passage via an interceptor, from the external washing of vehicles only. | Aston Barclay Limited | Unit 1-2 Harvard Way | Normanton Industrial Estate | Normanton, West Yorkshire |  |  | WF6 1FL | the first interceptor within the vehicle storage area | the grass verge on Colchester Road and the Aston Barclay premises | TL7383109071 | TL7389709096 | [54 empty] | 2500 | mg/l | [54 empty] | 1 | l/s | [48 empty] | 11 | pH | 6 | pH | [18 empty] | 1000 | mg/l | [16 empty] | 43 | °C | [8 empty] | 25 | m³/d
CHELMSFORD STW | S01CHELFRDKA1 | Consent | Live | No | TECO-0129-2024 | Ford Chelmsford | 2 Argyll Road, Springfield | Chelmsford | Essex |  |  | CM2 6PY | 31/07/2024 | Used water, after passage via an interceptor, from the external washing of vehicles only. | Lookers Motor Group Limited T/A Ford Chelmsford | Lookers House, 2 Etchells Road | West Timperley, Altrincham |  |  |  | WA14 5XS | the interceptor in the forecourt | at the junction of Argyll Road and New Dukes Way, Chelmsford | TL7315308089 | TL7310508032 | [54 empty] | 2500 | mg/l | [54 empty] | 0.5 | l/s | [48 empty] | 11 | pH | 6 | pH | [18 empty] | 1000 | mg/l | [16 empty] | 43 | °C | [8 empty] | 1.5 | m³/d
CHELMSFORD STW | S01CHELBRWKA1 | Direction | Live | No | TEDI-0185-2024 | Chelmsford Brewing Company Ltd | 2 Brewery Fields | Church Street, Great Baddow | Chelmsford, Essex |  |  | CM2 7LE | 30/01/2025 | Used water from the cleaning of brewing equipment, vessels and casks. | Chelmsford Brewing Company Ltd | 85 Bramley Way, Mayland | Chelmsford | Essex |  |  | CM3 6ES | the sump in the brewery floor | the end of Brewery Fields | TL7318804481 | TL7316804412 | [54 empty] | 15000 | mg/l | [16 empty] | 3 | mg/l | [36 empty] | 1 | l/s | [48 empty] | 10 | pH | 6 | pH | [18 empty] | 1500 | mg/l | [16 empty] | 43 | °C | [8 empty] | 1 | m³/d | [14 empty] | 5 | mg/l
CHELMSFORD STW | S01CHEBATTKA | Direction | Live | No | TEDI-0050-2025 | Battelle UK Limited | 29 Springfield Lyons Approach | Springfield, Chelmsford | Essex |  |  | CM2 5LB | 25/06/2025 | Used water from washing of laboratory glassware and equipment in industrial dishwashing machines and from other laboratory rinsing processes - all associated with outdoor research studies into pesticide and pharmaceutical activity in food crops, soils and sediments. | Battelle UK Limited | Salisbury House, Station Road | Cambridge |  |  |  | CB1 2LA | the manhole in the parking area (the third disabled parking space) | Springfield Lyons Approach | TL7355008290 | TL7357008310 | [54 empty] | 1000 | mg/l | [54 empty] | 1 | l/s | [48 empty] | 10 | pH | 6 | pH | [18 empty] | 1000 | mg/l | [16 empty] | 43 | °C | [8 empty] | 10 | m³/d
CHELMSFORD STW | S01CHEWAVEKA1 | Consent | Live | No | TECO-0103-2025 | Waves Hand Car Wash | Tesco Supermarket, | Princes Road | Chelmsford, Essex |  |  | CM2 9XW | 24/06/2025 | Used water, after passage via an interceptor, from the external washing of vehicles only. | AB Hand Car Wash Ltd T/A Waves Hand Car Wash | 63 Grenville Road | New Addington, | Croydon | England |  | CR0 0NZ | the final stage of the interceptor before entering the store's private sewer | the East of the Tesco store, adjacent to Princes Road | TL7023705339 | TL7025405347 | [54 empty] | 2500 | mg/l | [54 empty] | 0.5 | l/s | [48 empty] | 11 | pH | 6 | pH | [18 empty] | 1000 | mg/l | [16 empty] | 43 | °C | [8 empty] | 5 | m³/d
CLACTON-HOLLAND HAVEN STW | S01ARJOBEXKA | Consent | Live | No | ACV 145 | Arjobex Limited | 10 Stephenson Road | Gorse Lane Industrial Estate | Clacton - on - Sea | Essex |  | CO15 4NS | 01/10/2010 | Wastewaters from cooling tower, containing biocides and inhibitors | Arjobex Limited | Stephenson Road | Gorse Lane Industrial Estate | Clacton - on - Sea | Essex |  | CO15 4NS | at a point after discharge from the cooling tower and before entry into the public foul sewer | at Wade Road, Clacton-on-Sea | TM1887017840 | tm1895017820 | [54 empty] | 500 | mg/l | [54 empty] | 1 | l/s | [36 empty] | 250 | mg/l | [10 empty] | 10 | pH | 6 | pH | [18 empty] | 100 | mg/l | [8 empty] | 1000 | mg/l | [6 empty] | 45 | °C | [8 empty] | 17 | m³/d | [14 empty] | 5 | mg/l
CLACTON-HOLLAND HAVEN STW | S01APPLEBYKA | Direction | Live | No | ADU 152 | Applebys Removals Limited | 2 Stephenson Road | Gorse Lane Industrial Estate | Clacton-on-Sea | Essex |  | CO15 4XA | 01/10/2009 | Wastewaters arising from the external washing of vehicles | Applebys Removals Limited | 2 Stephenson Road | Gorse Lane Industrial Estate | Clacton-on-Sea |  |  | CO15 4XA | at a point after the interceptor and prior to discharging to the public foul sewer | at Manhole 0803, Telford Road, Clacton-on-Sea | TM1909017840 | TM1909017840 | [54 empty] | 2000 | mg/l | [54 empty] | 0.25 | m³/hr | [36 empty] | 250 | mg/l | [10 empty] | 11 | pH | 6 | pH | [18 empty] | 1000 | mg/l | [8 empty] | 1000 | mg/l | [6 empty] | 45 | °C | [8 empty] | 2 | m³/d
CLACTON-HOLLAND HAVEN STW | S01ONYXENVKA | Direction | Live | No | ADY 120 | Veolia ES (UK) Limited | Old Council Depot | Fowler Road (Off Stephenson Road West) | Oakwood Business Park | Clacton-on-Sea, Essex |  | CO15 4TL | 01/10/2013 | Used waters generated from the washing of road vehicles, after passage through a suitable maintained interceptor. | Veolia ES (UK) Limited | 210 Pentonville Road | London |  |  |  | N1 9JY | at a point before entering the public foul sewer after passage through an interceptor | Fowler Road, Clacton-on-Sea. | TM1832018170 | TM1827018030 | [54 empty] | 2500 | mg/l | [54 empty] | 2 | l/s | [36 empty] | 250 | mg/l | [10 empty] | 11 | pH | 6 | pH | [18 empty] | 1000 | mg/l | [8 empty] | 1000 | mg/l | [6 empty] | 45 | °C | [8 empty] | 6 | m³/d
CLACTON-HOLLAND HAVEN STW | S01CLAPOOLKA | Direction | Live | No | ADW 221 | The Leisure Centre | Vista Road | Clacton-on-Sea | Essex |  |  | CO15 6DB | 01/02/2012 | Wastewater from the filter backwashing process & periodic drain-down of swimming pool contents | Tendring District Council | Town Hall | PO Box 1 | Clacton on Sea | Essex |  | CO15 1SE | at a point of discharge from the backwash plant room, prior to discharge to the public foul sewer. | at Vista Road, Clacton -on Sea | TM1750015600 | TM1750015610 | [54 empty] | 1000 | mg/l | [54 empty] | 8 | m³/hr | [36 empty] | 250 | mg/l | [10 empty] | 10 | pH | 6 | pH | [18 empty] | 1000 | mg/l | [8 empty] | 1000 | mg/l | [6 empty] | 45 | °C | [8 empty] | 20 | m³/d
CLACTON-HOLLAND HAVEN STW | S01HEDOMNIKA | Direction | Live | No | ADX 132 | Hedingham & District Omnibuses Limited | Stephenson Road | Gorse Lane Industrial Estate | Clacton on Sea | Essex |  | CO15 4XA | 01/11/2012 | Wastewater arising from the external washing of buses, coaches & associated road vehicles, after passage through an interceptor. | Hedingham & District Omnibuses Limited | c/o The Go-Ahead Group | 3rd Floor, 41-51 Grey Street | Newcastle Upon Tyne |  |  | NE1 6EE | at a point after discharge from the interceptor and before entry to the public foul sewer | at Paxton Road, Clacton on Sea | TM1873017900 | TM1863079500 | [54 empty] | 2500 | mg/l | [54 empty] | 1 | l/s | [36 empty] | 250 | mg/l | [10 empty] | 11 | pH | 6 | pH | [18 empty] | 1000 | mg/l | [8 empty] | 1000 | mg/l | [6 empty] | 45 | °C | [8 empty] | 8 | m³/d
CLACTON-HOLLAND HAVEN STW | S01PTRHULLKA | Direction | Live | No | ADZ 459 | Peter Hull Limited | 16 Brunel Road | Gorse Lane Industrial Estate | Clacton-on-Sea |  |  | CO15 4LU | 01/01/2016 | Used water from the washing down of plant hire equipment after treatment through a grit trap/interceptor. | Peter Hull Limited | 92 Station Road | Clacton-on-Sea | Essex |  |  | CO15 1SG | at a point prior to discharge into the public foul sewer | at Brunel Road, Clacton-on-Sea | TM1877017800 | TM1877017800 | [54 empty] | 2500 | mg/l | [54 empty] | 2 | l/s | [48 empty] | 11 | pH | 6 | pH | [18 empty] | 1000 | mg/l | [16 empty] | 45 | °C | [8 empty] | 0.25 | m³/d
CLACTON-HOLLAND HAVEN STW | S01HEMPFRIKA | Direction | Live | No | ADW 219 | Leigh's Laundry | 62 Frinton Road | Holland-on-Sea | Essex |  |  | CO15 5UW | 01/03/2012 | Wastewaters arising from the laundering of domestic items only. | Mr & Mrs Ian Lavalin | 62 Frinton Road | Holland-on-Sea | Essex |  |  | CO15 5UW | at a point prior to discharge into the public foul sewer | at Frinton Road, Holland-on-Sea | TM1970016600 | TM1972065390 | [54 empty] | 2000 | mg/l | [54 empty] | 2 | m³/hr | [36 empty] | 100 | mg/l | [10 empty] | 11 | pH | 6 | pH | [18 empty] | 1000 | mg/l | [8 empty] | 1000 | mg/l | [6 empty] | 45 | °C | [8 empty] | 9 | m³/d
CLACTON-HOLLAND HAVEN STW | S01VALFARMKA | Direction | Live | No | ADZ 436 | Valley Farm Holiday Park | Valley Road | Clacton-on-Sea | Essex |  |  | CO15 6LY | 01/11/2015 | Used water from the filter backwashing process, and periodic emptying of swimming pool contents. | Park Resort Ltd | 3 Bunhill Row | London |  |  |  | EC1Y 8YZ | at a point prior to discharge into the public sewer | at Valleybridge Road, Clacton | TM1863016510 | TM1863016510 | [54 empty] | 1000 | mg/l | [10 empty] | 5 | mg/l | [42 empty] | 4.7 | l/s | [48 empty] | 10 | pH | 6 | pH | [18 empty] | 1000 | mg/l | [16 empty] | 45 | °C | [8 empty] | 17 | m³/d
CLACTON-HOLLAND HAVEN STW | S01NICO KA | Direction | Live | No | TEDI-0017-2021 | Nico Manufacturing Limited | 109 Oxford Road | Clacton-on-Sea | Essex |  |  | CO15 3TJ | 13/06/2022 | Used water comprising treated rinsewaters only from the following processes: - zinc, nickel and copper electroplating - passivation of zinc - passivation of "yellow" chromate (chrome 6) - passivation of "blue" chromate (chrome 3). | Nico Manufacturing Limited | 109 Oxford Road | Clacton-on-Sea | Essex |  |  | CO15 3TJ | the treatment plant outfall (v-notch weir) | Oxford Road, Clacton-on-Sea | TM1783016010 | TM1785016000 | [54 empty] | 150 | mg/l | [12 empty] | 0.5 | mg/l |  |  | 1.5 | mg/l |  |  |  |  | 1 | mg/l | [30 empty] | 7 | l/s | [32 empty] | 2 | mg/l | [14 empty] | 11 | pH | 6 | pH | [18 empty] | 100 | mg/l | [8 empty] | 1000 | mg/l | [6 empty] | 43 | °C | [8 empty] | 120 | m³/d | [14 empty] | 2 | mg/l
CLACTON-HOLLAND HAVEN STW | S01CLACDUNKA1 | Consent | Live | No | TECO-0048-2021 | Dunmow Group Ltd | Stephenson Road | Gorse Lane Industrial Estate | Clacton-on-Sea | Essex |  | SS11 7HQ | 22/02/2021 | Contaminated surface water run-off from waste transfer station, after passage through an interceptor. | Dunmow Group Ltd | Construction House | Runwell Road | Wickford | Essex |  | SS11 7HQ | a point after the interceptor and prior to discharging to the public foul sewer | Stephenson Road, Clacton-on-Sea | TM1868718015 | TM1869017961 | [54 empty] | 1000 | mg/l | [54 empty] | 1 | l/s | [48 empty] | 10 | pH | 6 | pH | [18 empty] | 500 | mg/l | [16 empty] | 43 | °C | [8 empty] | 9 | m³/d
CLACTON-HOLLAND HAVEN STW | S01CLACGARKA | Direction | Live | No | TEDI-0186-2021 | The Garden Trellis Company Limited | 355A Old Road | Clacton-On-Sea | Essex |  |  | CO15 3RQ | 03/11/2021 | Used water arising from the cleaning of painting equipment. | The Garden Trellis Company Limited | 355A Old Road | Clacton-On-Sea | Essex |  |  | CO15 3RQ | a point after discharge and prior entry to the public foul sewer | Old Road, Clacton | TM1753116233 | TM1750116274 | [54 empty] | 8000 | mg/l | [54 empty] | 0.1 | l/s | [48 empty] | 10 | pH | 6 | pH | [18 empty] | 2500 | mg/l | [16 empty] | 43 | °C | [8 empty] | 0.1 | m³/d
CLACTON-HOLLAND HAVEN STW | S01CLACJTSKA3 | Consent | Live | No | TECO-0013-2023 | Johnsons Hotel Linen | Stephenson Road | Clacton-on-Sea | Essex |  |  | CO15 4XA | 06/03/2023 | Used water from commercial laundry processes. | Johnsons Textile Services Limited | Johnson House | Abbots Park, Monks Way | Preston Brook | Cheshire |  | WA7 3GH | the manhole to the rear of the building, prior to discharge to the public foul sewer | Brunel Road | TM1872017873 | TM1864517821 | [54 empty] | 2500 | mg/l | [54 empty] | 6.3 | l/s | [48 empty] | 11 | pH | 6 | pH | [18 empty] | 500 | mg/l | [16 empty] | 43 | °C | [8 empty] | 108 | m³/d
CLACTON-HOLLAND HAVEN STW | S01CLACJTSKA2 | Consent | Live | No | TECO-0012-2023 | Johnsons Hotel Linen | Stephenson Road | Clacton-on-Sea | Essex |  |  | CO15 4XA | 06/03/2023 | Used water from commercial laundry processes. | Johnsons Textile Services Limited t/a Johnsons Hotel Linen | Johnson House | Abbots Park, Monks Way | Preston Brook | Cheshire |  | WA7 3GH | the manhole at the West side of the building, prior to discharge to the public foul sewer. | Brunel Road | TM1869117893 | TM1865117817 | [54 empty] | 2000 | mg/l | [54 empty] | 2 | l/s | [48 empty] | 11 | pH | 6 | pH | [18 empty] | 500 | mg/l | [16 empty] | 43 | °C | [8 empty] | 82 | m³/d
CLACTON-HOLLAND HAVEN STW | S01CLACUKDKA1 | Consent | Live | No | TECO-0078-2023 | UK Blending Limited | 9 Davy Road | Clacton-on-Sea | Essex |  |  | CO15 4XD | 03/05/2023 | Used water from the process of blending of flavourings and seasonings and associated washing of equipment. | UK Blending Limited | 9 Davy Road | Clacton-on-Sea | Essex |  |  | CO15 4XD | the wash basin inside the building | Davy Road to the South of the main building | TM1902417952 | TM1901217924 | [54 empty] | 2500 | mg/l | [54 empty] | 1 | l/s | [36 empty] | 250 | mg/l | [10 empty] | 10 | pH | 6 | pH | [18 empty] | 1000 | mg/l | [8 empty] | 1000 | mg/l | [6 empty] | 43 | °C | [8 empty] | 0.2 | m³/d
CLACTON-HOLLAND HAVEN STW | S01CLACUKWKA1 | Consent | Live | No | TECO-0079-2023 | UK Blending Limited | Wade Road | Clacton-on-Sea | Essex |  |  | CO15 4LT | 03/05/2023 | Used water from the process of blending of flavourings and seasonings and associated washing of equipment. | UK Blending Limited | 9 Davy Road | Clacton-on-Sea | Essex |  |  | CO15 4XD | the final manhole (leftmost) after the interceptor outside of the building | Wade Road to the East of the building | TM1890517759 | TM1893517776 | [54 empty] | 2500 | mg/l | [54 empty] | 1 | l/s | [36 empty] | 250 | mg/l | [10 empty] | 10 | pH | 6 | pH | [18 empty] | 1000 | mg/l | [8 empty] | 1000 | mg/l | [6 empty] | 43 | °C | [8 empty] | 0.2 | m³/d
CLACTON-HOLLAND HAVEN STW | S01MORCLACKA1 | Consent | Live | No | TECO-0310-2023 | Wm Morrison Supermarkets Ltd | Morrisons Petrol Station | Centenary Way | Little Clacton | Essex |  | CO16 9SB | 05/02/2024 | Used water, after passage via an interceptor, from the external washing of vehicles only. | Wm Morrison Supermarkets Ltd | Hilmore House | Gain Lane | Bradford | Yorkshire |  | BD3 7DL | the manhole after the interceptor | London Road | TM1728318106 | TM1702717855 | [54 empty] | 2500 | mg/l | [54 empty] | 2.5 | l/s | [48 empty] | 11 | pH | 6 | pH | [18 empty] | 1000 | mg/l | [16 empty] | 43 | °C | [8 empty] | 4 | m³/d
CLACTON-HOLLAND HAVEN STW | S01CLACOLDKA1 | Consent | Live | No | TECO-0028-2024 | T G Convenience Stores Limited | Old Road Service Station | Old Road | Clacton-on-Sea | Essex |  | CO15 3LX | 20/03/2024 | Combined discharge comprising of the following only: - Used water, after passage via an interceptor, from the external washing of vehicles. - Used water from the self-service laundering of domestic items only. | T G Convenience Stores Limited | 3c Twyford Court | High Street | Dunmow | Essex |  | CM6 1AE | the inspection chamber after the interceptor | a point under the car wash facility towards Olivers Road, Clacton-on-Sea | TM1732915674 | TM1735215680 | [54 empty] | 2500 | mg/l | [54 empty] | 1 | l/s | [48 empty] | 11 | pH | 6 | pH | [18 empty] | 1000 | mg/l | [16 empty] | 43 | °C | [8 empty] | 6 | m³/d
CLACTON-HOLLAND HAVEN STW | S01CLACJHLKA1 | Consent | Live | No | TECO-0059-2025 | Johnsons Hotel Linen | Stephenson Road | Clacton-On-Sea | Essex |  |  | CO15 4XA | 25/03/2025 | Used water from commercial laundry processes. | Johnsons Textile Services Limited t/a Johnsons Hotel Linen | Johnson House | Abbots Park, Monks Way | Preston Brook | Cheshire |  | WA7 3GH | the manhole to South East corner of the building, prior to discharging into the public foul sewer | Brunel Road | TM1878417851 | TM1875617753 | [54 empty] | 2500 | mg/l | [54 empty] | 6 | l/s | [48 empty] | 11 | pH | 6 | pH | [18 empty] | 500 | mg/l | [16 empty] | 43 | °C | [8 empty] | 248 | m³/d
CLACTON-HOLLAND HAVEN STW | S01CLACWAVKA | Consent | Live | No | TECO-0160-2025 | Waves Hand Car Wash | Tesco Store | Brook Retail Park | London Road | Clacton-On-Sea | Essex | CO15 4EF | 22/09/2025 | Used water from the external washing of vehicles following a silt trap and a two stage interceptor. | Elyon Consultancy and Allied Services Ltd T/A Waves Hand Car Wash | 2 Vignoles Road | Romford | Essex |  |  | RM7 0DT | the final chamber of the interceptor | the Tesco car park | TM1722417226 | TM1728317231 | [54 empty] | 2500 | mg/l | [54 empty] | 0.5 | l/s | [48 empty] | 11 | pH | 6 | pH | [18 empty] | 1000 | mg/l | [16 empty] | 43 | °C | [8 empty] | 5 | m³/d
CLACTON-HOLLAND HAVEN STW | S01CLACDEPKA | Consent | Live | No | TECO-0054-2026 | Clacton Depot | Railway Terrace | Clacton On Sea | Essex |  |  | CO15 6ED | 10/03/2026 | Used waters arising from (i) the front-end cleaning of trains, and (ii) floor cleaning, after passage through a three stage interceptor. | GA Trains Limited T/A Greater Anglia | 11th Floor | One Stratford Place | Montfichet Road | London |  | E20 1EJ | a point after discharging from the 3-stage interceptor prior to discharge to the public foul sewer | the junction of Carnarvon Road and Skelmersdale Road, Clacton on Sea | TM1757615335 | TM1754015250 | [54 empty] | 2500 | mg/l | [54 empty] | 1 | l/s | [48 empty] | 11 | pH | 6 | pH | [18 empty] | 1000 | mg/l | [16 empty] | 43 | °C | [8 empty] | 0.5 | m³/d
CLACTON-HOLLAND HAVEN STW | S01CLACCARKA | Consent | Live | No | TECO-0057-2026 | Clacton Carriage Wash | Oxford Road | Clacton On Sea | Essex |  |  | CO15 3TH | 04/03/2026 | Used water, after passage via an interceptor, from the external washing of vehicles only. | GA Trains Limited T/A Greater Anglia | One Stratford Place | Montfichet Road | London |  |  | E20 1EJ | a point after the carriage wash and prior to discharging to the public foul sewer | the junction of Oxford Road and Severn Road, Clacton | TM1786015880 | TM1781015870 | [54 empty] | 2500 | mg/l | [54 empty] | 2 | l/s | [48 empty] | 11 | pH | 6 | pH | [18 empty] | 1000 | mg/l | [16 empty] | 43 | °C | [8 empty] | 32 | m³/d
CLIFTON STW | S011018SHEKA1 | Consent | Live | No | ACW 02 | Shefford Hand Carwash | Unit 7 D | Shefford Industrial Estate | Old Bridge Way | Shefford | Bedfordshire | SG17 5DZ | 12/04/2011 | Wastewaters arising from the hand washing of vehicles | Fatos Braha | Unit 7 D | Shefford Industrial Estate | Old Bridge Way | Shefford | Bedfordshire | SG17 5DZ | at a point within the vehicle washing area, prior to discharging to the public foul sewer. | at Old Bridge Way, Shefford | TL1433038880 | TL1430038890 | [54 empty] | 2500 | mg/l | [54 empty] | 0.5 | m³/hr | [36 empty] | 250 | mg/l | [10 empty] | 11 | pH | 6 | pH | [18 empty] | 1000 | mg/l | [8 empty] | 1000 | mg/l | [6 empty] | 45 | °C | [8 empty] | 2 | m³/d
CLIFTON STW | S011018113KA1 | Direction | Live | No | ADU 304 | VIP Bin Cleaning | 34 High Street | Henlow Village | Bedfordshire |  |  | SG16 6BS | 01/12/2009 | Filtered wastewater from washing domestic bins and commercial bins (the latter used for catering and foodstuffs only). | Mr S & Mrs P Long T/A VIP Bin Cleaning | 34 High Street | Henlow Village | Bedfordshire |  |  | SG16 6BS | at the external inspection chamber on the foul drain at the premises | at Park Lane, Henlow | TL1775038300 | TL1775038290 | [54 empty] | 2000 | mg/l | [54 empty] | 0.25 | m³/hr | [36 empty] | 100 | mg/l | [10 empty] | 11 | pH | 6 | pH | [18 empty] | 1000 | mg/l | [8 empty] | 1000 | mg/l | [6 empty] | 45 | °C | [8 empty] | 0.25 | m³/d
COGGESHALL STW | S01ESPLANTKA | Direction | Live | No | ADZ 213 | Foster Contracting Ltd | Maldon Road | Kelvedon | Colchester |  |  | CO5 9BA | 01/03/2015 | Used water from the steam cleaning of plant hire vehicles and equipment after passage through an interceptor. | Foster Contracting Limited | Maldon Road | Kelvedon | Colchester | Essex |  | CO5 9BA | at a point after the interceptor, prior to entry to the public foul sewer | at Maldon Road, Kelvedon | TL8598018275 | TL8601318278 | [54 empty] | 2500 | mg/l | [54 empty] | 1.11 | l/s | [48 empty] | 11 | pH | 6 | pH | [18 empty] | 1000 | mg/l | [8 empty] | 1000 | mg/l | [6 empty] | 45 | °C | [8 empty] | 3 | m³/d
COGGESHALL STW | S01CGCOACHKA1 | Consent | Live | No | TECO-0175-2023 | Flagfinders (CTB) Limited | Station Road | Kelvedon | Colchester | Essex |  | CO5 9NP | 04/07/2023 | Used arising from the external washing of coaches and vehicles after passing through an interceptor. | Flagfinders (CTB) Limited | 267 Coggeshall Road | Braintree | Essex |  |  | CM7 9EF | the discharge from the interceptor | Station Road, Kelvedon | TL8638019240 | TL8641019270 | [54 empty] | 2500 | mg/l | [54 empty] | 0.3 | l/s | [48 empty] | 11 | pH | 6 | pH | [18 empty] | 1000 | mg/l | [16 empty] | 43 | °C | [8 empty] | 1 | m³/d
COGGESHALL STW | S01GMPHARMKA1 | Consent | Live | No | TECO-0012-2025 | GMPriority Pharma Limited | Priors Hall, Priors Way | Coggeshall | Colchester, Essex |  |  | CO6 1TW | 13/03/2025 | Used waters arising from the cleaning of glassware containing traces of raw materials from the manufacture of vitamin supplements. | GMPriority Pharma Limited | Priors Hall, Priors Way | Coggeshall | Colchester, Essex |  |  | CO6 1TW | the outflow of the lab and cleanroom sinks | Priors Way, Coggeshall | TL8549223473 | TL8545723466 | [54 empty] | 2000 | mg/l | [54 empty] | 0.2 | l/s | [36 empty] | 250 | mg/l | [10 empty] | 10 | pH | 6 | pH | [18 empty] | 1000 | mg/l | [16 empty] | 43 | °C | [8 empty] | 0.5 | m³/d
COLCHESTER STW | S01COLKSKLKA | Consent | Live | No | ACZ 85 | K's Kleaners | Unit 3 Maria Court | Hythe Quay | Colchester | Essex |  | CO2 8JB | 15/07/2014 | Used water from the laundering of domestic items only. | Miss Karen Goodridge & Mrs Jill Vernon T/A K's Kleaners | 7 Launceston Close | Colchester | Essex |  |  | CO2 8UR | at a point after discharge and prior to entering the main foul sewer | at Maria Court, Hythe Quay | TM0148324425 | TM0147924407 | [54 empty] | 2000 | mg/l | [54 empty] | 0.3 | l/s | [36 empty] | 100 | mg/l | [10 empty] | 11 | pH | 6 | pH | [18 empty] | 1000 | mg/l | [8 empty] | 1000 | mg/l | [6 empty] | 45 | °C | [8 empty] | 4 | m³/d
COLCHESTER STW | S01COLASHPKA | Consent | Live | No | ACU 62 | Ashtead Plant Hire Company Limited | Unit 6, Heath Business Park | Grange Way | Whithall Industrial Estate | Colchester | Essex | CO2 8GU | 07/07/2009 | Wastewaters, after passage via an interceptor, from the external washing of vehicles and plant only | Ashtead Plant Hire Company Limited | Kings House | 36 - 37 King Street | London |  |  | EC2V 8BB | at the manhole after the interceptor prior to discharging to the public foul sewer | at Grange Way, Colchester | TM0151023470 | TM0172023420 | [54 empty] | 2000 | mg/l | [54 empty] | 0.25 | m³/hr | [36 empty] | 250 | mg/l | [10 empty] | 11 | pH | 6 | pH | [18 empty] | 1000 | mg/l | [8 empty] | 1000 | mg/l | [6 empty] | 45 | °C | [8 empty] | 2 | m³/d
COLCHESTER STW | S01COLHIGHKA1 | Consent | Live | No | ACZ 639 | Tesco Hand Car Wash | Tesco Store - Colchester Extra | Highwoods Square | Colchester | Essex |  | CO4 9ED | 03/01/2017 | Used water, after passage via an inteceptor, from the external washing of vehicles only. | Mr Amjad Abdullah -T/A Tesco Hand Car Wash | 37 Coleridge Road | Ipswich | Suffolk |  |  | IP1 6EL | at a point after the interceptor, prior to entering the public foul sewer | at Highwoods Square | TM0087927474 | TM0077927447 | [54 empty] | 2500 | mg/l | [54 empty] | 0.5 | l/s | [48 empty] | 11 | pH | 6 | pH | [18 empty] | 1000 | mg/l | [16 empty] | 45 | °C | [8 empty] | 5 | m³/d
COLCHESTER STW | S01COLUKPNKA | Consent | Live | No | ACZ 299 | UK Power Networks | 10 Brunel Way | Colchester | Essex |  |  | CO4 9QN | 21/05/2015 | Used water, after passage via a silt trap, from the external washing of vehicles only. | UK Power Networks (Operations) Ltd | Newington House | 237 Southwark Bridge Road | London |  |  | SE1 6NP | at a point following the silt trap, prior to discharge to the public foul sewer. | at Brunel Way | TM0132628424 | TM0128528533 | [54 empty] | 2500 | mg/l | [54 empty] | 0.2 | l/s | [48 empty] | 11 | pH | 6 | pH | [18 empty] | 1000 | mg/l | [16 empty] | 45 | °C | [8 empty] | 1 | m³/d
COLCHESTER STW | S01COLFIRSKA | Consent | Live | No | ACZ 262 | First Essex Buses Limited | Quayside | Haven Road | Colchester | Essex |  | CO2 8HT | 18/03/2015 | Used water from the washing of buses and surface water from bus wash and fuel pad area after passage via a full retention separator. | First Essex Buses Limited | Bus Depot | Westway | Chelmsford | Essex |  | CM1 3AR | at a point following the interceptor, prior to entry to the public foul sewer | at Haven Road | TM0204223660 | TM0206023661 | [54 empty] | 2500 | mg/l | [54 empty] | 1 | l/s | [36 empty] | 250 | mg/l | [10 empty] | 11 | pH | 6 | pH | [18 empty] | 1000 | mg/l | [8 empty] | 1000 | mg/l | [6 empty] | 45 | °C | [8 empty] | 1 | m³/d
COLCHESTER STW | S01HADDOCKKA | Consent | Live | No | ACV 94 | Haddocks | Fox Street | Ardleigh | Colchester | Essex |  | CO7 7PP | 24/06/2010 | Wastewater from the external washing of vehicles only, after passage through an interceptor. | Vernon Haddock Cars Limited | Fox Street | Ardleigh | Colchester | Essex |  | CO7 7PP | at a point prior to discharging to the public foul sewer | at Fox Street, Ardleigh | TM0606022790 | TM0302027890 | [54 empty] | 2000 | mg/l | [54 empty] | 2 | l/s | [36 empty] | 250 | mg/l | [10 empty] | 11 | pH | 6 | pH | [18 empty] | 1000 | mg/l | [8 empty] | 1000 | mg/l | [6 empty] | 45 | °C | [8 empty] | 2 | m³/d
COLCHESTER STW | S01COLCGASKA1 | Direction | Live | No | ADY 238 | National Grid Property Holdings Ltd | Colchester Gas Holder Site | Haven Road | The Hythe | Colchester, Essex |  | CO2 8HT | 01/01/2014 | Trade effluent consisting of the overflow from the seal water on Gas Holder No.119 | National Grid Property Holdings Limited | 1-3 Strand | London |  |  |  | WC2N 5EH | at a point after discharge from the overflow seal & before entry into the public foul sewer | at Haven Road, Colchester | TM0134024480 | TM0133024300 | [54 empty] | 2000 | mg/l | [54 empty] | 20 | m³/hr | [36 empty] | 250 | mg/l | [10 empty] | 10 | pH | 6 | pH | [18 empty] | 1000 | mg/l | [8 empty] | 1000 | mg/l | [6 empty] | 45 | °C | [8 empty] | 20 | m³/d
COLCHESTER STW | S01COLMPETKA | Consent | Live | No | ACZ 516 | Petrol Filling Station | 37 London Road | Stanway | Colchester |  |  | CO3 0NR | 15/07/2016 | Used water after passage via an interceptor, from the external washing of vehicles only. | Malthurst Petroleum Limited | Vincent House | 4 Grove Lane | Epping | Essex |  | CM16 4LH | at a point following the interceptor, from the external washing of vehicles only. | at Montbretia Close, Stanway | TL9565424864 | TL9566524880 | [54 empty] | 2500 | mg/l | [54 empty] | 1 | l/s | [48 empty] | 11 | pH | 6 | pH | [18 empty] | 1000 | mg/l | [16 empty] | 45 | °C | [8 empty] | 5 | m³/d
COLCHESTER STW | S01RMPACOLKA2 | Direction | Live | No | ADX 538 | RMPA Services PLC | Building D15 - POL Point | Merville Barracks | Circular Road South | Colchester, Essex |  | CO2 7UT | 01/06/2013 | Wastewaters arising from the external washing of road vehicles, after passage through an interceptor. | RMPA Services PLC | Building P05 | Merville Barracks | Circular Road South | Colchester, Essex |  | CO2 7UT | at a point after discharge from the interceptor and before entry into the public foul sewer | at Monkwick Avenue, Colchester | TL9950022590 | TL9983022500 | [54 empty] | 2500 | mg/l | [54 empty] | 3 | l/s | [36 empty] | 250 | mg/l | [10 empty] | 11 | pH | 6 | pH | [18 empty] | 1000 | mg/l | [8 empty] | 1000 | mg/l | [6 empty] | 45 | °C | [8 empty] | 50 | m³/d
COLCHESTER STW | S01COLORWEKA | Consent | Live | No | ACZ 405 | Orwell Truck and Van | Heckworth Close ,Brunel Way | Severalls Industrial Park | Colchester |  |  | CO4 9TB | 02/12/2015 | Used water after passage via an interceptor, from the external washing of vehicles only. | Orwell Trucks Limited | 28 Betts Avenue | Martesham Heath Business Park | Ipswich, Suffolk |  |  | IP5 3RH | at a point after the interceptor, prior to entry to the public foul sewer. | at Heckworth Close | TM1221028539 | TM0127118541 | [54 empty] | 2500 | mg/l | [54 empty] | 0.5 | l/s | [48 empty] | 11 | pH | 6 | pH | [18 empty] | 1000 | mg/l | [16 empty] | 45 | °C | [8 empty] | 4 | m³/d
COLCHESTER STW | S01COLCHBCKA | Direction | Live | No | ADW 208 | Colchester Borough Council | Street Services | Shrub End Road Depot | Colchester | Essex |  | C03 9JT | 01/04/2013 | Vehicle wash waters and contaminated surface waters, after passage through an interceptor | Colchester Borough Council | The Town Hall | High Street | Colchester | Essex |  | CO1 1FR | at the discharge from the interceptor situated in front of the lagoon | at Shrub End Road, Colchester | TL9672023060 | TL9660023170 | [54 empty] | 2500 | mg/l | [54 empty] | 5 | m³/hr | [36 empty] | 250 | mg/l | [10 empty] | 11 | pH | 6 | pH | [18 empty] | 1000 | mg/l | [8 empty] | 1000 | mg/l | [6 empty] | 45 | °C | [8 empty] | 25 | m³/d
COLCHESTER STW | S01CHAPLNEKA | Direction | Live | No | ADU 148 | Chaplane Accident Repair Centre | 45 Brunel Way | Severalls Industrial Park | Colchester | Essex |  | CO4 9QX | 01/10/2009 | Wastewater from the external washing of vehicle only, after pasage via an interceptor. | Chaplane Accident Repair Centre Ltd | 61-67 Rectory Road | Wivenhoe | Colchester | Essex |  | CO7 9ES | at the manhole after passing through an interceptor | at Brunel Way,Colchester | TM0116028590 | TM0224028580 | [54 empty] | 2000 | mg/l | [54 empty] | 0.25 | l/s | [36 empty] | 250 | mg/l | [10 empty] | 11 | pH | 6 | pH | [18 empty] | 1000 | mg/l | [8 empty] | 1000 | mg/l | [6 empty] | 45 | °C | [8 empty] | 2 | m³/d
COLCHESTER STW | S01SCATCLMKA | Direction | Live | No | ADT 237 | Spinclean Launderette | The Willows | Mersea Road | Colchester | Essex |  | CO2 8PZ | 01/12/2008 | Wastewater from a launderette. | Scattergood Clements Limited | 92 Station Road | Clacton-on-Sea | Essex |  |  | CO15 1SG | at the manhole at the rear of the premises | at a point in the yard at the rear of the premises | TM0036023240 | TM0028023210 | [54 empty] | 2000 | mg/l | [54 empty] | 2 | m³/hr | [36 empty] | 100 | mg/l | [10 empty] | 11 | pH | 6 | pH | [18 empty] | 500 | mg/l | [8 empty] | 1000 | mg/l | [6 empty] | 45 | °C | [8 empty] | 10 | m³/d
COLCHESTER STW | S01BANNCOLKA | Consent | Live | No | ACS 110 | Bannatynes Health Club | Health House | Grange Way | Whitehall Industrial Estate | Colchester | Essex | CO2 8GU | 12/10/2007 | Wastewater from the backwashing of swimming pool filters and periodic drain-down of swimming pool contents. | Bannatyne Fitness Limited | Power House | Haughton Road | Darlington | County Durham |  | DL1 1ST | at a point prior to discharge into the public foul sewer | at Grange Way, Colchester | TM0156023520 | TM0156023520 | [54 empty] | 1000 | mg/l | [54 empty] | 30 | l/s | [36 empty] | 50 | mg/l | [10 empty] | 10 | pH | 6 | pH | [18 empty] | 1000 | mg/l | [8 empty] | 1000 | mg/l | [6 empty] | 45 | °C | [8 empty] | 15 | m³/d
COLCHESTER STW | S01TUCKWELKA | Direction | Live | No | ADW 70 | P Tuckwell Ltd | Ardleigh Hall | Ardleigh | Colchester | Essex |  | CO7 7LG | 01/09/2011 | Wastewaters arising from the external jet washing of vehicles, agricultural machinery & associated equipment, after passage through a four stage interceptor. | P Tuckwell Limited | Shop Street | Worlingworth | Woodbridge | Suffolk |  | IP13 7HU | at a point after discharge from the interceptor and before entry to the public foul sewer. | at Dedham Road, Ardleigh | TM0520029740 | TM0520029750 | [54 empty] | 2500 | mg/l | [54 empty] | 1 | m³/hr | [36 empty] | 250 | mg/l | [10 empty] | 11 | pH | 6 | pH | [18 empty] | 1000 | mg/l | [8 empty] | 1000 | mg/l | [6 empty] | 45 | °C | [8 empty] | 5 | m³/d
COLCHESTER STW | S01DCTFSEVKA | Direction | Live | No | ADU 149 | Dovercourt Ford | 4 Newcomen Way | Severalls Business Park | Colchester | Essex |  | CO4 9YR | 01/10/2009 | Wastewater, after passage via an interceptor, from the external washing of vehicles only. | Lookers PLC | 776 Chester Road | Stretford | Manchester |  |  | M32 0QH | at the manhole after passing through the interceptor | at Newcomen Way, Manhole 0702, Colchester | TM0112028780 | TM0106028780 | [54 empty] | 2000 | mg/l | [54 empty] | 0.5 | m³/hr | [36 empty] | 250 | mg/l | [10 empty] | 11 | pH | 6 | pH | [18 empty] | 1000 | mg/l | [8 empty] | 1000 | mg/l | [6 empty] | 45 | °C | [8 empty] | 4 | m³/d
COLCHESTER STW | S01DCTFORDKA | Direction | Live | No | ADZ 372 | Dovercourt Ford | Hawkins Road | Colchester | Essex |  |  | CO2 8JX | 01/09/2015 | Used water, after passage via an interceptor, from the external washing of vehicles. | The Dutton-Forshaw Motor Company Limited | 776 Chester Road | Stratford | Manchester |  |  | M32 0QH | at a point after the interceptor, prior to discharge to the public foul sewer | at a point on the sewer running NW to SE across the site. | TM0165024720 | TM0165024720 | [54 empty] | 2500 | mg/l | [54 empty] | 0.3 | l/s | [48 empty] | 11 | pH | 6 | pH | [18 empty] | 1000 | mg/l | [16 empty] | 45 | °C | [8 empty] | 8 | m³/d
COLCHESTER STW | S01TPNOTCHKA | Direction | Live | No | ADZ 420 | Top Notch Health Club | 2 Wyncolls Road | Severalls Business Park | Colchester |  |  | CO4 4HT | 01/11/2015 | Used water from the filter backwashing process and periodic drain-down of swimming pool contents. | Fitness4Less Group Limited | 1-2 Windsor Close | West Cross Centre | Great West Road | Brentford, Middlesex |  | TW8 9DZ | at a point prior to discharge into the public foul sewer | at Wyncolls Road, Colchester | TM0129028230 | TM0129028230 | [54 empty] | 1000 | mg/l | [10 empty] | 5 | mg/l | [42 empty] | 2 | l/s | [48 empty] | 10 | pH | 6 | pH | [18 empty] | 1000 | mg/l | [26 empty] | 2 | m³/d
COLCHESTER STW | S01DANES KA | Direction | Live | No | ADZ 428 | Danes Launderers & Dry Cleaners | 12 Smeaton Close | Severalls Park | Colchester |  |  | CO4 9QY | 01/11/2015 | Used waters from the laundering of domestic items. | Danes of Colchester Limited | 12 Smeaton Close | Severalls Park | Colchester | Essex |  | CO4 9QY | at a point prior to discharge into the public foul sewer | at Smeaton Close, Colchester | TM0141028490 | TM0143028590 | [54 empty] | 2000 | mg/l | [54 empty] | 1 | l/s | [48 empty] | 11 | pH | 6 | pH | [18 empty] | 1000 | mg/l | [16 empty] | 45 | °C | [8 empty] | 20 | m³/d
COLCHESTER STW | S01CAUSWAYKA | Direction | Live | No | ADW 07 | Cautrac | The Causeway | Great Horkesley | Colchester | Essex |  | C06 4EJ | 01/08/2011 | Wastewater containing detergent from the pressure washing of construction & agricultural machinery, after passage through an interceptor. | Causeway Tractors Limited | The Causeway | Great Horkesley | Colchester | Essex |  | C06 4EJ | at a point after discharge from the interceptor, prior to discharging to the public foul sewer. | at the Causeway, Great Horkesley. | TL9783030070 | TL9782030030 | [54 empty] | 2500 | mg/l | [54 empty] | 1 | m³/hr | [36 empty] | 250 | mg/l | [10 empty] | 11 | pH | 6 | pH | [18 empty] | 1000 | mg/l | [8 empty] | 1000 | mg/l | [6 empty] | 45 | °C | [8 empty] | 4 | m³/d
COLCHESTER STW | S01LEVOIS KA | Direction | Live | No | ADZ 497 | Levois Limited | 13 Commerce Way | Whitehall Industrial Estate | Colchester,Essex |  |  | CO2 8HR | 01/02/2016 | Used water, after passage via an interceptor, from the external washing of vehicles. | Levois Limited | 13 Commerce Way | Whitehall Industrial Estate | Colchester | Essex |  | CO2 8HR | at the first manhole downstream of the discharge from the interceptor located at the left hand side of the building | at Commerce Way, Colchester | TM0180723729 | TM0183123738 | [54 empty] | 2500 | mg/l | [54 empty] | 1 | l/s | [48 empty] | 11 | pH | 6 | pH | [18 empty] | 1000 | mg/l | [16 empty] | 45 | °C | [8 empty] | 2 | m³/d
COLCHESTER STW | S01SUPREMEKA | Direction | Live | No | ADZ 496 | Arriva Colchester | Unit 4B Heath Bus Park | Grange Way | Whitehall Industrial Estate | Colchester, Essex |  | CO2 8GU | 01/02/2016 | Used water, after passage via an interceptor, from the external washing of buses. | Arriva Southern Counties Limited | 1 Admiral Way Doxford | International Business Park | Sunderland ,Tyne & Wear |  |  | SR3 3XP | at a point prior to discharge into the sewer | at Grange Way, Colchester | TM0159423344 | TM0169523463 | [54 empty] | 2500 | mg/l | [54 empty] | 2 | l/s | [48 empty] | 11 | pH | 6 | pH | [18 empty] | 1000 | mg/l | [16 empty] | 45 | °C | [8 empty] | 10 | m³/d
COLCHESTER STW | S01GEORGECKA | Direction | Live | No | ADZ 426 | North Station Car Wash | 177 North Station Road | Colchester | Essex |  |  | CO1 1RQ | 01/11/2015 | Used water, after passage via an interceptor, from the external washing of vehicles only. | Urim Bera - T/a North Station Car Wash | 177 North Station Road | Colchester | Essex |  |  | CO1 1RQ | at a point prior to discharge to the sewer | at North Station Road, Colchester | TL9930026350 | TL9930026350 | [54 empty] | 2500 | mg/l | [54 empty] | 0.5 | l/s | [48 empty] | 11 | pH | 6 | pH | [18 empty] | 1000 | mg/l | [16 empty] | 45 | °C | [8 empty] | 5 | m³/d
COLCHESTER STW | S01EASTWDSKA | Direction | Live | No | ADZ 971 | Eastwood Service Station | 360 Ipswich Road | Colchester | Essex |  |  | CO4 0EX | 02/05/2017 | Used waters from the external washing of vehicles only. | BP Oil UK Limited | Chertsey Road | Sudbury on Thames | Middlesex |  |  | TW16 7BP | after the interceptor and prior to discharging to the public foul sewer | at Ipswich Road, Colchester | TM1228027170 | TM0126027150 | [54 empty] | 2500 | mg/l | [54 empty] | 0.5 | l/s | [48 empty] | 11 | pH | 6 | pH | [18 empty] | 1000 | mg/l | [16 empty] | 45 | °C | [8 empty] | 5 | m³/d
COLCHESTER STW | S01HOWARDYKA | Direction | Live | No | ADW 175 | JAL Services Ltd | Ranges Service Station | 154 Mersea Road | Colchester, Essex |  |  | CO2 7RA | 01/01/2012 | Wastewater arising from an automatic vehicle wash after passage through a 3 stage interceptor. | JAL Services Limited | 82 Bromeswell Road | Ipswich | Suffolk |  |  | IP4 3AU | at a point of discharge from the interceptor, prior to entry to the public foul sewer. | at Mersea Road, Colchester | TM0035023250 | TM0037023260 | [54 empty] | 2500 | mg/l | [54 empty] | 1 | m³/hr | [36 empty] | 250 | mg/l | [10 empty] | 11 | pH | 6 | pH | [18 empty] | 1000 | mg/l | [8 empty] | 1000 | mg/l | [6 empty] | 45 | °C | [8 empty] | 6 | m³/d
COLCHESTER STW | S01SALMON KA | Direction | Live | No | ADY 124 | D Salmon Cars Limited | Sheepen Road | Colchester | Essex |  |  | CO3 3LE | 01/10/2013 | Used waters arising from a car jet-wash, after passing through a suitably maintained interceptor. | D Salmon Cars Limited | Sheepen Road | Colchester | Essex |  |  | CO3 3LE | at a point after the interceptor, prior to discharge to the public foul sewer | Rear of premises in Sheepen Road. | TL9901025760 | TL9903025770 | [54 empty] | 2500 | mg/l | [54 empty] | 2 | l/s | [36 empty] | 250 | mg/l | [10 empty] | 11 | pH | 6 | pH | [18 empty] | 1000 | mg/l | [8 empty] | 1000 | mg/l | [6 empty] | 45 | °C | [8 empty] | 1 | m³/d
COLCHESTER STW | S01PLUMCROKA | Direction | Live | No | ADV 263 | Ayvik Launderette | 93 Crouch Street | Colchester | Essex |  |  | CO3 3EZ | 01/01/2011 | Wastewater generated during laundering processes. | Ayvik Services Limited | c/o Whittle & Co | Century House South | North Station Road | Colchester | Essex | CO1 1RE | at manhole to rear of premises, prior to discharge to the public foul sewer | at Crouch Street, Colchester | TL9906024990 | TL9905025000 | [54 empty] | 2000 | mg/l | [54 empty] | 1 | m³/hr | [36 empty] | 250 | mg/l | [10 empty] | 11 | pH | 6 | pH | [18 empty] | 500 | mg/l | [8 empty] | 1000 | mg/l | [6 empty] | 45 | °C | [8 empty] | 7 | m³/d
COLCHESTER STW | S01ARDRESCKA | Direction | Live | No | ADZ 268 | Ardleigh Reservoir Committee | Mayo House Farm | Crown Lane | Ardleigh | Colchester |  | CO7 7PL | 01/05/2015 | Used waters arising from discharge of contaminated surface water from the former piggery at Mayo House Farm. | Ardleigh Reservoir Committee | Ardleigh Water Treatment Works | Clover Way | Ardleigh | Colchester, Essex |  | CO7 7PT | at the open-air pumping station in Crown Lane, adjacent to the reservoir | St John's Road, Colchester | TM0304028170 | TM0191027110 | [54 empty] | 500 | mg/l | [54 empty] | 0.3 | l/s | [48 empty] | 10 | pH | 6 | pH | [18 empty] | 250 | mg/l | [8 empty] | 1000 | mg/l | [6 empty] | 45 | °C | [8 empty] | 5 | m³/d
COLCHESTER STW | S01CROYGSCKA | Consent | Live | No | ACS 177 | Colchester Royal Grammar School | 6 Lexden Road | Colchester | Essex |  |  | CO3 3ND | 30/01/2008 | Swimming pool backwash waters and periodic drain down of contents. | Colchester Royal Grammar School | 6 Lexden Road | Colchester | Essex |  |  | CO3 3ND | at a point on the private sewer prior to mixing with any domestic sewage, and before discharge into the public foul sewer | Creffield Road, Colchester | TL9871024810 | TL9871024730 | [54 empty] | 1000 | mg/l | [54 empty] | 20 | m³/hr | [36 empty] | 50 | mg/l | [10 empty] | 11 | pH | 6 | pH | [18 empty] | 1000 | mg/l | [8 empty] | 1000 | mg/l | [6 empty] | 45 | °C | [8 empty] | 15 | m³/d
COLCHESTER STW | S01COLCJEWKA | Consent | Live | No | ACZ 154 | Jewson Ltd | Phoenix Court | Hawkins Road | Colchester |  |  | CO2 8LH | 20/10/2014 | Used water from the jet washing of vehicles & plant. | Jewson Limited | Saint-Gobain House | Binley Business Park | Coventry |  |  | CV3 2TT | at a point following the inteceptor & prior to entering the public foul sewer | at Phoenix Court, Hawkins Road | TM0182524492 | TM0178224401 | [54 empty] | 2500 | mg/l | [54 empty] | 0.14 | l/s | [36 empty] | 250 | mg/l | [10 empty] | 11 | pH | 6 | pH | [18 empty] | 1000 | mg/l | [8 empty] | 1000 | mg/l | [6 empty] | 45 | °C | [8 empty] | 2 | m³/d
COLCHESTER STW | S01LOOKMILKA | Consent | Live | No | ACZ 122 | Lookers Colchester Renault | 72-78 Military Road | Colchester | Essex |  |  | CO1 2AN | 28/08/2014 | Used water from jet and hand washing of vehicles. | Lookers Motor Group Limited | 776 Chester Road | Stretford | Manchester |  |  | M32 0QH | at a point before entering the sewer after passing through an interceptor | at Military Road, Colchester | TM0036824469 | TM0034024462 | [54 empty] | 2500 | mg/l | [54 empty] | 0.3 | l/s | [36 empty] | 250 | mg/l | [10 empty] | 11 | pH | 6 | pH | [18 empty] | 1000 | mg/l | [8 empty] | 1000 | mg/l | [6 empty] | 45 | °C | [8 empty] | 1 | m³/d
COLCHESTER STW | S01BALFOURKA | Direction | Live | No | ADU 150 | Balfour Beatty Rail Plant Limited | Colchester Plant Depot | Downside Yard | North Station | Colchester | Essex | C01 1XD | 01/10/2009 | Wastewaters , after passge through an interceptor, arising from the external washing of plant and vehicles | Balfour Beatty Rail Plant Limited | 86 Station Road | Redhill | Surrey |  |  | RH1 1PQ | at a point after the interceptor | Essex Hall Road (Pumping Staion COEHSP), Colchester | TL9875026440 | TL9906026260 | [54 empty] | 2000 | mg/l | [54 empty] | 0.25 | m³/hr | [36 empty] | 250 | mg/l | [10 empty] | 11 | pH | 6 | pH | [18 empty] | 1000 | mg/l | [8 empty] | 1000 | mg/l | [6 empty] | 45 | °C | [8 empty] | 1 | m³/d
COLCHESTER STW | S01CAPELPHKA | Direction | Live | No | ADU 151 | Capel Plant Holdings Limited | CPS House | Stephenson Road | Severalls Park Industrial Estate | Colchester | Essex | CO4 4QR | 01/10/2009 | Wastewater, after passage through an interceptor, arising from the external washing of plant & vehicles, and including contaminated surface water. | Capel Plant Holdings Limited | CPS House | Stephenson Road | Severalls Park Industrial Estate | Colchester | Essex | CO4 4QR | at a point after the interceptor and prior to discharging to the public foul sewer | at Stephenson Road, Colchester | TM0170028760 | TM0165028760 | [54 empty] | 2000 | mg/l | [54 empty] | 0.25 | m³/hr | [36 empty] | 250 | mg/l | [10 empty] | 11 | pH | 6 | pH | [18 empty] | 1000 | mg/l | [8 empty] | 1000 | mg/l | [6 empty] | 45 | °C | [8 empty] | 2 | m³/d
COLCHESTER STW | S01DCTFMAGKA | Direction | Live | No | ADZ 534 | Lookers Ford - Colchester | 61 Magdalen Street | Colchester | Essex |  |  | CO1 2JU | 01/04/2016 | Used water from the washing of road vehicles, either by the automatic vehicle wash or by jet-wash. | Lookers PLC | 776 Chester Road | Stretford | Manchester |  |  | M32 0QH | at a point prior to discharge into the public sewer | at Magdalen Street, Colchester | TM0041024733 | TM0040524755 | [54 empty] | 2500 | mg/l | [54 empty] | 0.5 | l/s | [48 empty] | 11 | pH | 6 | pH | [18 empty] | 1000 | mg/l | [16 empty] | 45 | °C | [8 empty] | 7.5 | m³/d
COLCHESTER STW | S01GRAHAMRKA | Direction | Live | No | ADV 477 | Graham Richardson & Son Limited | Grange Way | Whitehall Road Industrial Estate | Colchester | Essex |  | CO2 8HF | 01/07/2011 | Wastewater from the jet washing of road vehicles, after passage through a 2 stage interceptor. | Graham Richardson & Son Limited | Grange Way | Whitehall Road Industrial Estate | Colchester | Essex |  | CO2 8HF | at a point after the interceptor, and prior to discharge into the public foul sewer. | at a point to the rear premises in Grange Road, Colchester | TM0172023330 | TM0177023280 | [54 empty] | 2500 | mg/l | [54 empty] | 0.3 | l/s | [36 empty] | 250 | mg/l | [10 empty] | 11 | pH | 6 | pH | [18 empty] | 1000 | mg/l | [8 empty] | 1000 | mg/l | [6 empty] | 45 | °C | [8 empty] | 1 | m³/d
COLCHESTER STW | S01CITYCOLKA | Direction | Live | No | ADZ 480 | Lookers | Cowdray Avenue | Colchester | Essex |  |  | CO1 1XX | 01/02/2016 | Used water, after passage via an interceptor, from the external washing of vehicles only. | Lookers Southern Limited | 776 Chester Road | Stretford | Manchester | Lancashire |  | M32 0QH | at a point prior to discharge into the public sewer | at Cowdray Road, Colchester | TM0010026160 | TM0010026160 | [54 empty] | 2500 | mg/l | [54 empty] | 0.5 | l/s | [48 empty] | 11 | pH | 6 | pH | [18 empty] | 1000 | mg/l | [16 empty] | 45 | °C | [8 empty] | 5 | m³/d
COLCHESTER STW | S01COLFSCWKA1 | Consent | Live | No | TECO-0012-2018 | FS Car Valeting Centre | Davonport House Car Park | Peartree Road | Colchester |  |  | CO3 0LQ | 09/02/2018 | Used water, after passage via an interceptor, from the external washing of vehicles only. | GFL Management Ltd | Unit 1 Grange Way Business Park | Grange Way | Colchester | Essex |  | CO2 8HF | a point after the interceptor and prior to discharging to the public foul sewer | Peartree Road, Colchester | TL9612423701 | TL9616623746 | [54 empty] | 2500 | mg/l | [54 empty] | 0.05 | l/s | [48 empty] | 11 | pH | 6 | pH | [18 empty] | 1000 | mg/l | [16 empty] | 45 | °C | [8 empty] | 1 | m³/d
COLCHESTER STW | S01COLMINIKA1 | Consent | Live | No | TECO-0045-2018 | Cooper Colchester | Ipswich Road | Colchester | Essex |  |  | CO4 9TD | 09/05/2018 | Used water, after passage via an interceptor, from the external washing of vehicles only. | The Cooper Group Ltd | First Floor, Unit 3140 Park Square | Solihull Parkway | Birmingham Business Park | Birmingham |  | B37 7YN | a point after separation and prior to entering the public foul sewer | Plains Farm Close | TM0190428688 | TM0190728685 | [54 empty] | 2500 | mg/l | [54 empty] | 0.5 | l/s | [48 empty] | 11 | pH | 6 | pH | [18 empty] | 1000 | mg/l | [16 empty] | 45 | °C | [8 empty] | 3 | m³/d
COLCHESTER STW | S01COLDAZZKA1 | Consent | Live | No | TECO-0049-2018 | Dazzle Dry Cleaners Ltd | Unit 2 Highwoods Square | Highwoods | Colchester | Essex |  | CO4 9BB | 22/05/2018 | Used water from the laundering of domestic items only. | Dazzle Dry Cleaners Ltd | Unit 2 Highwoods Square | Highwoods | Colchester | Essex |  | CO4 9BB | a point after discharge and prior to entering the public foul sewer. | Highwoods Square. | TM0085027576 | TM0084327568 | [54 empty] | 2000 | mg/l | [54 empty] | 1 | l/s | [48 empty] | 11 | pH | 6 | pH | [18 empty] | 1000 | mg/l | [16 empty] | 45 | °C | [8 empty] | 2 | m³/d
COLCHESTER STW | S01COLLEXSKA1 | Consent | Live | No | TECO-0030-2019 | Lexden Springs School | Winstree Road | Stanway | Colchester | Essex |  | CO3 0PZ | 09/04/2019 | Used water from the filter backwashing process and periodic drain-down of swimming pool contents. | Lexden Springs School | Winstree Road | Stanway | Colchester | Essex |  | CO3 0PZ | a point following the pool backwash discharge and prior to entering the public foul sewer | Winstree Road | TL9563924445 | TL9561224423 | [54 empty] | 1000 | mg/l | [10 empty] | 5 | mg/l | [42 empty] | 3 | l/s | [48 empty] | 10 | pH | 6 | pH | [18 empty] | 1000 | mg/l | [16 empty] | 45 | °C | [8 empty] | 7 | m³/d
COLCHESTER STW | S01COLHSCWKA1 | Consent | Live | No | TECO-0126-2019 | High Street Professional Hand Car Wash | NCP Car Park | Nunns Road | Colchester |  |  | CO1 1EJ | 05/11/2019 | Used water, after passage via silt trap, from the external washing of vehicles only. | Eysa Mohamed Saleh T/A High Street Professional Hand Car Wash | 52 Malcolm Road | Ipswich | Suffolk |  |  | IP3 9WH | a point following the silt trap and prior to entering the public foul sewer | Nunn's Road | TL9949325401 | TL9947425436 | [54 empty] | 2500 | mg/l | [54 empty] | 0.5 | l/s | [48 empty] | 11 | pH | 6 | pH | [18 empty] | 1000 | mg/l | [16 empty] | 45 | °C | [8 empty] | 0.5 | m³/d
COLCHESTER STW | S01COLLROVKA1 | Consent | Live | No | TECO-0015-2020 | Lookers Land Rover Colchester | Axial Way | Mile End | Colchester | Essex |  | CO4 5XB | 20/02/2020 | Used water, after passage via an interceptor, from the external washing of vehicles only. | Lookers Motor Group Limited | Lookers House, 3 Etchells Road | West Timperley | Altrincham |  |  | WA14 5XS | a point after the interceptor and prior to entering the public foul sewer | Axial Way | TL9997829098 | TL9996229037 | [54 empty] | 2500 | mg/l | [54 empty] | 0.5 | l/s | [48 empty] | 11 | pH | 6 | pH | [18 empty] | 1000 | mg/l | [16 empty] | 45 | °C | [8 empty] | 1 | m³/d
COLCHESTER STW | S01ATKINSFKA | Direction | Live | No | TEDI-0013-2020 | Sodexo Limited | Building P03 - Waste Compound | Merville Barracks | Circular Road South | Colchester, Essex |  | CO2 7UT | 14/09/2020 | Contaminated surface water run-off and used water arising from the jet washing of concrete surfaces and the hard standing area. | Sodexo Limited | One Southampton Row | London |  |  |  | WC1B 5HA | the discharge point from the washdown area interceptor, prior to discharging to the public foul sewer | Manhole 6901 on the Southern Interceptor Sewer which crosses the site | TL9959022660 | TL9969022910 | [54 empty] | 500 | mg/l | [54 empty] | 2 | l/s | [48 empty] | 10 | pH | 6 | pH | [18 empty] | 250 | mg/l | [16 empty] | 43 | °C | [8 empty] | 10 | m³/d
COLCHESTER STW | S01COLASDAKA1 | Consent | Live | No | TECO-0072-2020 | Car Park Valeting Hand Car Wash | Asda Customer Car Park | Turner Rise | Colchester | Essex |  | CO4 5TU | 28/07/2020 | Used water, after passage via a silt trap/interceptor, from the external washing of vehicles only. | Car Park Valeting Ltd | Simpson Wreford & Partners | Suffolk House | George Street | Croydon | Surrey | CR0 0YN | a point after the silt trap and prior to the public foul sewer. | Petrolea Close | TL9958126419 | TL9962426388 | [54 empty] | 2500 | mg/l | [54 empty] | 0.1 | l/s | [48 empty] | 11 | pH | 6 | pH | [18 empty] | 1000 | mg/l | [16 empty] | 43 | °C | [8 empty] | 1 | m³/d
COLCHESTER STW | S01BTCOLCHKA | Direction | Live | No | TEDI-0106-2020 | British Telecommunications PLC | Cowdray Avenue | Colchester | Essex |  |  | CO1 1YD | 19/10/2020 | Used waters generated from an automatic vehicle wash, after passage through an oil interceptor. | British Telecommunications PLC | 81 Newgate Street | London |  |  |  | EC1A 7AJ | a point after passing through a 3 stage interceptor & before entering the public foul sewer | Cowdray Avenue, Colchester | TM0039426192 | TM0036926140 | [54 empty] | 2500 | mg/l | [54 empty] | 1 | l/s | [48 empty] | 11 | pH | 6 | pH | [18 empty] | 1000 | mg/l | [16 empty] | 43 | °C | [8 empty] | 2 | m³/d
COLCHESTER STW | S01COLSAINKA1 | Consent | Live | No | TECO-0057-2021 | CPV Hand Car Wash | Sainsbury's Customer Car Park | 1 Western Approach | Stanway | Colchester | Essex | CO3 8AA | 23/03/2021 | Used water, after passage via a silt trap/interceptor, from the external washing of vehicles only. | Car Park Valeting Ltd | C/o Simpson Wreford and Partners | Suffolk House | George Street | Croydon | Surrey | CR0 0YN | a point after the silt trap and prior to the public foul sewer | London Road, Stanway | TL9473424792 | TL9518024739 | [54 empty] | 2500 | mg/l | [54 empty] | 0.25 | l/s | [48 empty] | 11 | pH | 6 | pH | [18 empty] | 1000 | mg/l | [16 empty] | 43 | °C | [8 empty] | 4 | m³/d
COLCHESTER STW | S01COLFIGLKA2 | Consent | Live | No | TECO-0132-2021 | Fire Glass UK Limited | 2 Altbarn Close | Wyncolls Road | Severalls Industrial Park | Colchester | Essex | CO4 9HY | 21/07/2021 | Used waters from glass cutting after passage through a filter. | Fire Glass UK Limited | One St. Peter's Square | Manchester |  |  |  | M2 3DE | a point after filtration and prior to entering the public foul sewer | Manhole 5401 on Wyncolls Road | TM0142128435 | TM0154728457 | [54 empty] | 2000 | mg/l | [54 empty] | 0.5 | l/s | [48 empty] | 10 | pH | 6 | pH | [18 empty] | 1000 | mg/l | [16 empty] | 43 | °C | [8 empty] | 1 | m³/d
COLCHESTER STW | S01COLBALBKA | Direction | Live | No | TEDI-0214-2021 | Ringway Jacobs Limited | Ardleigh Highways Depot | Harwich Road | Ardleigh, Colchester | Essex |  | CO7 7LT | 01/12/2021 | Used water arising from: (i) the external washing of gritting plant and vehicles, and (ii) the contaminated surface water run-off from a road salt storage depot. | Ringway Jacobs Limited | Albion House | Springfield Road | Horsham |  |  | RH12 2RW | the outlet from the separator prior to discharging to the public foul sewer | Manhole 4501 in Harwich Road, Ardleigh, Colchester | TM0586729547 | TM0546929515 | [54 empty] | 1500 | mg/l |  |  |  |  | 7500 | mg/l | [48 empty] | 2 | l/s | [48 empty] | 10 | pH | 6 | pH | [18 empty] | 500 | mg/l | [16 empty] | 43 | °C | [8 empty] | 172 | m³/d
COLCHESTER STW | S01COLUISLKA1 | Direction | Live | No | TEDI-0205-2021 | Universal Image Systems Limited | Unit 5, Brunel Court | Brunel Way | Colchester | Essex |  | CO4 9XP | 01/12/2021 | Used water from rinsing a printing blanket and cleaning inkjet printing heads, used in a dye sublimation printing process. | Universal Image Systems Limited | Marlborough House | Victoria Road South | Chelmsford | Essex |  | CM1 1LN | the discharge point from printer | the rear of Brunel Court | TM0108128492 | TM0105428466 | [54 empty] | 4000 | mg/l | [54 empty] | 0.1 | l/s | [48 empty] | 10 | pH | 6 | pH | [18 empty] | 1000 | mg/l | [16 empty] | 43 | °C | [8 empty] | 0.5 | m³/d
COLCHESTER STW | S01SALEX KA | Direction | Live | Yes | TEDI-0086-2022 | Impact Coatings Limited | Unit F, Global Park | Eastgates | Colchester, Essex |  |  | CO1 2TW | 05/08/2022 | Used water arising from the degreasing and pre-treatment of metal components. | Impact Coatings Limited | Unit F, Global Park | Eastgates | Colchester, Essex |  |  | CO1 2TW | a point after settlement and prior to entry into the public foul sewer | Moorside, Colchester | TM0092725122 | TM0091825249 | [48 empty] | 0.1 | mg/l |  |  |  |  | 10000 | mg/l | [16 empty] | 3 | mg/l | [36 empty] | 1 | l/s | [32 empty] | 3 | mg/l | [14 empty] | 10 | pH | 6 | pH | [18 empty] | 500 | mg/l | [8 empty] | 1800 | mg/l | [6 empty] | 43 | °C | [8 empty] | 1 | m³/d | [14 empty] | 5 | mg/l
COLCHESTER STW | S01COOP KA2 | Direction | Live | No | TEDI-0155-2022 | The Funeral Home and Chapel of Rest | 89 Wimpole Road | Colchester | Essex |  |  | CO1 2DB | 22/11/2022 | Body fluids and wash-down waters generated from the embalming process. | East of England Co-operative Society Ltd | Wherstead Park | The Street | Wherstead | Ipswich, Suffolk |  | IP9 2BJ | a point after screening and prior to discharge into the public foul sewer | Wimpole Road, Colchester | TM0066424574 | TM0062124572 | [54 empty] | 70000 | mg/l | [54 empty] | 1 | l/s | [36 empty] | 250 | mg/l | [10 empty] | 10 | pH | 6 | pH | [18 empty] | 10000 | mg/l | [8 empty] | 1000 | mg/l | [6 empty] | 43 | °C | [8 empty] | 3 | m³/d
COLCHESTER STW | S01COOP KA3 | Direction | Live | No | TEDI-0167-2022 | The Funeral Home and Chapel of Rest | 89 Wimpole Road | Colchester | Essex |  |  | CO1 2DB | 22/11/2022 | Jet wash waters from the external washing of funeral vehicles. | East of England Co-operative Society Ltd | Wherstead Park | The Street | Wherstead | Ipswich, Suffolk |  | IP9 2BJ | a point after the silt trap and prior to discharge into the public foul sewer | Wimpole Road, Colchester | TM0065024560 | TM0062124572 | [54 empty] | 2500 | mg/l | [54 empty] | 1 | l/s | [48 empty] | 11 | pH | 6 | pH | [18 empty] | 1000 | mg/l | [16 empty] | 43 | °C | [8 empty] | 0.5 | m³/d
COLCHESTER STW | S01DSEAFODKA | Direction | Live | No | TEDI-0174-2022 | Direct Seafoods Colchester | 1 Clough Road | Severalls Industrial Estate | Colchester | Essex |  | CO4 9TZ | 01/11/2022 | Used waters arising from the preparation of fish and the associated wash-down of equipment, surfaces and floors. | Bidfresh Limited t/a Direct Seafoods Colchester | Unit 5a Crowland Business Park | Foul Lane | Southport |  |  | PR9 7RS | the manhole outside the production washdown building prior to entering the public foul sewer | Clough Road, Severalls Industrial Estate, Colchester | TM0150028770 | TM0154028770 | [54 empty] | 6000 | mg/l | [54 empty] | 0.25 | l/s | [36 empty] | 250 | mg/l | [10 empty] | 10 | pH | 6 | pH | [18 empty] | 1500 | mg/l | [16 empty] | 43 | °C | [8 empty] | 10 | m³/d
COLCHESTER STW | S01DSEAFODKA1 | Direction | Live | No | TEDI-0175-2022 | Direct Seafoods Colchester | 1 Clough Road | Severalls Industrial Estate | Colchester | Essex |  | CO4 9TZ | 01/11/2022 | Used waters from the external jet-washing of company vehicles. | Bidfresh Limited t/a Direct Seafoods Colchester | Unit 5a Crowland Business Park | Foul Lane | Southport |  |  | PR9 7RS | a point after the vehicle wash bay and prior to entering the public foul sewer | Clough Road, Severalls Industrial Estate, Colchester | TM0152028780 | TM0152028770 | [54 empty] | 2500 | mg/l | [54 empty] | 1 | l/s | [48 empty] | 11 | pH | 6 | pH | [18 empty] | 1000 | mg/l | [16 empty] | 43 | °C | [8 empty] | 2 | m³/d
COLCHESTER STW | S01COLCDLLKA1 | Consent | Live | No | TECO-0135-2022 | David Lloyd Leisure Ltd | United Way | Colchester | Essex |  |  | CO4 6AT | 17/08/2022 | Used water from the filter backwashing process and periodic drain-down of swimming pool contents. | David Lloyd Leisure Ltd | The Hangar, Mosquito Way | Hatfield Business Park | Hatfield | Hertfordshire |  | AL10 9AX | a point outside the pool plant room prior to entering the public foul sewer | Via Urbis Romanae, Colchester | TL9961228763 | TL9979228865 | [54 empty] | 1000 | mg/l | [10 empty] | 5 | mg/l | [42 empty] | 24 | l/s | [48 empty] | 10 | pH | 6 | pH | [18 empty] | 1000 | mg/l | [16 empty] | 43 | °C | [8 empty] | 30 | m³/d
COLCHESTER STW | S01FLAKTWDKA | Direction | Live | No | TEDI-0189-2022 | Flakt Woods Limited | Axial Way | Cuckoo Farm Business Park | Colchester, Essex |  |  | CO4 5ZD | 16/10/2022 | Spent rinsewaters containing biocide arising from the iron phosphate pre-treatment of galvanised steel plates. | Flakt Woods Limited | Axial Way | Cuckoo Farm Business Park | Colchester, Essex |  |  | CO4 5ZD | a point after discharge from the phosphate pre-treatment tank, and before discharging to the public foul sewer | Axial Way, Cuckoo Farm, Colchester | TM0034029100 | TM0029028960 | [54 empty] | 2000 | mg/l | [54 empty] | 4 | l/s | [48 empty] | 10 | pH | 6 | pH | [18 empty] | 1000 | mg/l | [16 empty] | 43 | °C | [8 empty] | 4 | m³/d | [14 empty] | 5 | mg/l
COLCHESTER STW | S01RMPACOLKA1 | Direction | Live | No | TEDI-0214-2022 | RMPA Services PLC | Building D08, Northern Washdown Area | Merville Barracks | Circular Road South | Colchester, Essex |  | CO2 7UT | 06/03/2023 | Used waters from the external washing of road vehicles, after passage through an interceptor. | RMPA Services PLC | Building P05 | Merville Barracks | Circular Road South | Colchester, Essex |  | CO2 7UT | a point after discharge from the interceptor pit and before discharge to the public foul sewer | manhole 5001 on the West side of Merville Barracks, Colchester | TL9845823206 | TL9852223075 | [54 empty] | 2500 | mg/l | [54 empty] | 4 | l/s | [48 empty] | 11 | pH | 6 | pH | [18 empty] | 1000 | mg/l | [16 empty] | 43 | °C | [8 empty] | 100 | m³/d
COLCHESTER STW | S01RMPACOLKA3 | Direction | Live | No | TEDI-0216-2022 | RMPA Services PLC | Building J23 - Southern Washdown Area | Merville Barracks | Circular Road South | Colchester, Essex |  | CO2 7UT | 06/03/2023 | Used waters arising from the external washing of road vehicles, after passage through an interceptor | RMPA Services PLC | Building P05 | Merville Barracks | Circular Road South | Colchester, Essex |  | CO2 7UT | a point after discharge from the interceptor pit and before entry into the public foul sewer | manhole 6901 on the combined sewer to the East of Merville Barracks, Colchester | TL9969022350 | TL9832022500 | [54 empty] | 2500 | mg/l | [54 empty] | 4 | l/s | [48 empty] | 11 | pH | 6 | pH | [18 empty] | 1000 | mg/l | [16 empty] | 43 | °C | [8 empty] | 100 | m³/d
COLCHESTER STW | S01COLMKTAKA | Direction | Live | No | TEDI-0061-2023 | Stanfords T/A Essex and Suffolk Market Auctions | The Livestock Market | Wyncolls Road | Colchester | Essex |  | CO4 9HU | 18/07/2023 | Used waters arising from the washing down of livestock pens and market area, after passage through an interceptor. | Graham E V Ellis, Steven D Wright, Steven V Ellis and Alexander C Chapman | Stanfords T/A Essex and Suffolk Market Auctions | The Livestock Market | Wyncolls Road | Colchester, Essex |  | CO4 9HU | a point after discharge from the interceptor and before entry into the public foul sewer | Wyncolls Road, Colchester | TM0155028430 | TM0154028450 | [54 empty] | 8000 | mg/l | [54 empty] | 3 | l/s | [36 empty] | 250 | mg/l | [10 empty] | 10 | pH | 6 | pH | [18 empty] | 5000 | mg/l | [16 empty] | 43 | °C | [8 empty] | 35 | m³/d | [14 empty] | 5 | mg/l
COLCHESTER STW | S01COLCGAPKA1 | Consent | Live | No | TECO-0076-2023 | GAP Group Limited | 12 Grange Way | Whitehall Industrial Estate | Colchester | Essex |  | CO2 8HF | 25/04/2023 | Used water, after passage via an interceptor, arising from the washing of plant, tools and equipment. | GAP Group Limited | Blenheim Place | Dunston Industrial Estate | Gateshead | Tyne And Wear |  | NE11 9HF | the manhole after the interceptor | Grange Way, Colchester | TM0170623208 | TM0171323208 | [54 empty] | 2500 | mg/l | [54 empty] | 0.5 | l/s | [48 empty] | 11 | pH | 6 | pH | [18 empty] | 1000 | mg/l | [16 empty] | 43 | °C | [8 empty] | 5 | m³/d
COLCHESTER STW | S01EXWASTEKA | Direction | Live | Yes | TEDI-0121-2023 | Bellhouse Landfill Site | Warren Lane, Stanway | Colchester |  |  |  | CO3 5NN | 20/02/2024 | Treated landfill leachate emanating from both closed and active areas of Bellhouse Landfill Site. | Essex County Council | County Hall | Chelmsford, Essex |  |  |  | CM1 1QH | the final aeration lagoon before entry into the public foul sewer | Dyer's Rd, Stanway | TL9459523022 | TL9560623581 | [24 empty] | 200 | mg/l | [16 empty] | 7.5 | mg/l | [10 empty] | 1500 | mg/l |  |  |  |  | 1500 | mg/l | [16 empty] | 0.5 | mg/l | [30 empty] | 1.4 | l/s | [18 empty] | 15.5 | µg/l | [28 empty] | 10 | pH | 6 | pH | [16 empty] | 0.5 | µg/l | 500 | mg/l | [16 empty] | 43 | °C | [8 empty] | 100 | m³/d
COLCHESTER STW | S01COLCENTKA1 | Consent | Live | No | TECO-0233-2023 | Enterprise Rent-A-Car | 123 Gosbecks Road | Colchester | Essex |  |  | CO2 9JT | 01/09/2023 | Used water, after passage via an interceptor, from the external washing of vehicles only. | Enterprise Rent-A-Car Limited | Enterprise House | Vicarage Road | Egham |  |  | TW20 9FB | the inspection chamber following the interceptor prior to entering the combined sewer | the combined sewer at Gosbecks Road | TL9751722819 | TL9751722818 | [54 empty] | 2500 | mg/l | [54 empty] | 0.125 | l/s | [48 empty] | 11 | pH | 6 | pH | [18 empty] | 1000 | mg/l | [16 empty] | 43 | °C | [8 empty] | 2.1 | m³/d
COLCHESTER STW | S01COLPORSKA1 | Consent | Live | No | TECO-0151-2023 | Porsche Centre Colchester Aftersales | Phoenix Square | Wyncolls Road | Colchester | Essex |  | CO4 9AS | 07/06/2023 | Used water, after passage via an interceptor, from the external washing of vehicles only. | Jardine Motors Group UK Ltd | C/O Porsche Centre Colchester Auto Way | Ipswich Road | Colchester | Essex |  | CO4 9HA | a point after the interceptor and prior to the public foul sewer | Wyncolls Road | TM0133028350 | TM0140028174 | [54 empty] | 2500 | mg/l | [54 empty] | 0.25 | l/s | [48 empty] | 11 | pH | 6 | pH | [18 empty] | 1000 | mg/l | [16 empty] | 43 | °C | [8 empty] | 7 | m³/d
COLCHESTER STW | S01COLCORYKA | Direction | Live | No | TEDI-0255-2023 | Enovert - Bellhouse Landfill Site | Warren Lane | Stanway, Colchester | Essex |  |  | CO3 0NN | 17/04/2025 | Treated landfill leachate, from Bellhouse Landfill site. | Enovert South Limited | 3-5 Greyfriars Business Park | Frank Foley Way | Stafford | England |  | ST16 2ST | the sample tap on the discharge from the leachate plant, prior to entering Essex County Council pipeline | Dyers Road | TL9479822421 | TL9560523581 | [24 empty] | 200 | mg/l | [16 empty] | 15 | mg/l | [10 empty] | 6000 | mg/l |  |  |  |  | 4500 | mg/l | [6 empty] | 2 | mg/l | [40 empty] | 2 | l/s | [18 empty] | 30 | µg/l | 0.31 | µg/l | [26 empty] | 10 | pH | 6 | pH | [18 empty] | 750 | mg/l | [16 empty] | 43 | °C | [8 empty] | 90 | m³/d | [14 empty] | 0.77 | mg/l
COLCHESTER STW | S01COLCCONKA1 | Consent | Live | Yes | TECO-0068-2024 | Concurrent Technologies PLC | 4 Gilberd Court | Newcomen Way | Colchester | Essex |  | CO4 9WN | 01/05/2024 | Rinse waters only, from the cleaning of RoHS compliant printed circuit boards after assembly. | Concurrent Technologies PLC | 4 Gilberd Court | Newcomen Way | Colchester | Essex |  | CO4 9WN | the discharge from the PCB cleaning machine | Newcomen Way | TM0123928882 | TM0118028791 | [48 empty] | 0.1 | mg/l |  |  |  |  | 8000 | mg/l | [54 empty] | 1 | l/s | [48 empty] | 10 | pH | 6 | pH | [18 empty] | 1000 | mg/l | [16 empty] | 43 | °C | [8 empty] | 0.25 | m³/d | [14 empty] | 5 | mg/l
COLCHESTER STW | S01LEISUREKA | Direction | Live | No | TEDI-0250-2023 | Colchester Leisure World | Cowdray Avenue | Colchester | Essex |  |  | CO1 1YH | 21/04/2024 | Used water from the filter backwashing process and periodic drain-down of swimming pool contents. | Colchester City Council | 33 Sheepen Road | Colchester | Essex |  |  | CO3 3WG | a point after discharge from the backwash filters and before entry to the public foul sewer | Cowdray Avenue, Colchester | TL9997426034 | TL9995726105 | [54 empty] | 1000 | mg/l | [10 empty] | 5 | mg/l | [42 empty] | 10 | l/s | [48 empty] | 10 | pH | 6 | pH | [18 empty] | 1000 | mg/l | [16 empty] | 43 | °C | [8 empty] | 40 | m³/d
COLCHESTER STW | S01COLZEELKA1 | Direction | Live | No | TEDI-0116-2024 | Zeelandia Limited | Unit 10, Easter Park | Axial Way | Colchester | Essex |  | CO4 5WY | 15/03/2025 | Used water from cleaning of bakery equipment and surfaces. | Zeelandia Limited | Unit 10, Easter Park | Axial Way | Colchester | Essex |  | CO4 5WY | a point after the bakery saniflow pump and prior to entering the public foul sewer | Axial Way | TM0020829026 | TM0014429004 | [54 empty] | 4000 | mg/l | [54 empty] | 1 | l/s | [36 empty] | 250 | mg/l | [10 empty] | 10 | pH | 6 | pH | [18 empty] | 1500 | mg/l | [16 empty] | 43 | °C | [8 empty] | 0.2 | m³/d
COLCHESTER STW | S01COLZEELKA2 | Direction | Live | No | TEDI-0117-2024 | Zeelandia Limited | Unit 10, Easter Park | Axial Way | Colchester | Essex |  | CO4 5WY | 15/03/2025 | Used water containing caustic from the manufacture of bakery release agent. | Zeelandia Limited | Unit 10, Easter Park | Axial Way | Colchester | Essex |  | CO4 5WY | a point after the treatment vessels and prior to entering the public foul sewer | Axial Way | TM0017929024 | TM0014429004 | [54 empty] | 2000 | mg/l | [54 empty] | 1 | l/s | [48 empty] | 11 | pH | 6 | pH | [18 empty] | 1000 | mg/l | [16 empty] | 43 | °C | [8 empty] | 1 | m³/d
COLCHESTER STW | S01COLRENTKA1 | Consent | Live | No | TECO-0296-2024 | Enterprise Rent-A-Car | U127 Colchester Enterprise-rent-A-Car | Hawkins Road | Colchester | Essex |  | CO2 8JX | 24/12/2024 | Used water, after passage via silt trap, from the external washing of vehicles only. | Enterprise Rent-A-Car UK Limited | Enterprise House | Vicarage Road | Egham |  |  | TW20 9FB | the manhole following the silt trap/interceptor | Hawkins Road, Colchester | TM0155824657 | TM0158324658 | [54 empty] | 2500 | mg/l | [54 empty] | 0.2 | l/s | [48 empty] | 11 | pH | 6 | pH | [18 empty] | 1000 | mg/l | [16 empty] | 43 | °C | [8 empty] | 2 | m³/d
COLCHESTER STW | S01PIONRESKA | Direction | Live | No | TEDI-0188-2024 | Pioneer Research Chemicals Limited | Unit 7, Commerce Park | Commerce Way | Whitehall Industrial Estate | Colchester, Essex |  | CO2 8HX | 07/04/2025 | Used waters arising from the following processes: (i) general laboratory wash waters, (ii) production tank wash, and (iii) water de-ioniser backwash and regeneration. | Pioneer Research Chemicals Limited | Unit 7, Commerce Park | Commerce Way | Whitehall Industrial Estate | Colchester, Essex |  | CO2 8HX | the sample point manhole after the lab prior to discharging to the public foul sewer | Commerce Way, Colchester | TM0181823628 | TM0187423688 | [54 empty] | 2000 | mg/l | [54 empty] | 1 | l/s | [48 empty] | 10 | pH | 6 | pH | [18 empty] | 1000 | mg/l | [16 empty] | 43 | °C | [8 empty] | 1 | m³/d
COLCHESTER STW | S01COLGREEKA2 | Consent | Live | No | TECO-0101-2025 | Waves Hand Car wash - Colchester 2 | Tesco Stores | Greenstead Road, Colchester | Essex |  |  | CO1 2TE | 30/05/2025 | Used water after passage via an interceptor, from the external hand washing of vehicles only. | Colchester Valeting Ltd T/A Waves Hand Car wash | 47 Tern Road | Ipswich, Suffolk |  |  |  | IP2 9NQ | a point after the interceptor, from the external washing of vehicles only | Elmstead Road | TM0180324662 | TM0189924661 | [54 empty] | 2500 | mg/l | [54 empty] | 0.5 | l/s | [48 empty] | 11 | pH | 6 | pH | [18 empty] | 1000 | mg/l | [16 empty] | 43 | °C | [8 empty] | 5 | m³/d
COLCHESTER STW | S01COLCWCWKA1 | Consent | Live | No | TECO-0221-2025 | Whitehall Car Care Limited t/a Whitehall Car Wash | 1A Grange Way | Whitehall Industrial Estate | Colchester | Essex |  | CO2 8HG | 12/11/2025 | Used water, after passage via an interceptor, from the external washing of vehicles only. | Whitehall Car Care Limited t/a Whitehall Car Wash | 129 Butneys | Basildon | Essex |  |  | SS14 2DR | the interceptor prior to entering the public foul sewer | Grange Way, Colchester | TM0166123527 | TM0165623500 | [54 empty] | 2500 | mg/l | [54 empty] | 0.5 | l/s | [48 empty] | 11 | pH | 6 | pH | [18 empty] | 1000 | mg/l | [16 empty] | 43 | °C | [8 empty] | 5 | m³/d
COLCHESTER STW | S01COLCMMGKA1 | Consent | Live | No | TECO-0202-2025 | Braiswick Service Station | 124 Bergholt Road | Colchester | Essex |  |  | CO4 5AJ | 27/10/2025 | Used water, after passage via an interceptor, from the external washing of vehicles only. | Miller Motor Group Limited | 124 Bergholt Road | Colchester | Essex |  |  | CO4 5AJ | the pumping chamber following the interceptor | Bergholt Road | TL9889026676 | TL9890626711 | [54 empty] | 2500 | mg/l | [54 empty] | 4.6 | l/s | [48 empty] | 11 | pH | 6 | pH | [18 empty] | 1000 | mg/l | [16 empty] | 43 | °C | [8 empty] | 14 | m³/d
COLCHESTER STW | S01COLGATRKA1 | Consent | Live | No | TECO-0055-2026 | GA Trains Limited | Colchester Train Crew Depot | Railway Station | North Station Road | Colchester | Essex | CO1 1XD | 03/03/2026 | Used water from an automatic train washing plant, after passage through a settlement tank. | GA Trains Limited | One Stratford Place | Montfichet Road | London |  |  | E20 1EJ | a point after discharge from settling tanks and before entry to the public foul sewer | a point via Cymbeline Meadows to the junction of Water Lane and Cymbeline Way, Colchester | TL9881426471 | TL9846026399 | [54 empty] | 2500 | mg/l | [54 empty] | 4 | l/s | [48 empty] | 11 | pH | 6 | pH | [18 empty] | 1000 | mg/l | [16 empty] | 43 | °C | [8 empty] | 20 | m³/d
CONINGSBY STW | S01448 KA | Direction | Live | No | ADZ 920 | Gibbett Nook Service Station | Tumby Road | Coningsby | Lincolnshire |  |  | LN4 4RQ | 01/02/2017 | Used water after passage via an interceptor, from the external washing of vehicles only using a jet wash facility. | Lincolnshire Co-operative Limited | Stanley Bett House | 15-23 Tentercroft Street | Lincoln |  |  | LN5 7DB | at a point prior to discharge into the public sewer | at a point prior to manhole 4801, Tumby Road, Connigsby. | TF2340958861 | TF2346958890 | [54 empty] | 2500 | mg/l | [54 empty] | 1 | l/s | [48 empty] | 11 | pH | 6 | pH | [18 empty] | 1000 | mg/l | [16 empty] | 45 | °C | [8 empty] | 2 | m³/d
CONINGSBY STW | S01174 KA | Direction | Live | No | ADZ 929 | Wa'Shum & Dry | 16 - 18 Dogdyke Road | Coningsby |  |  |  | LN4 4TE | 09/02/2017 | Used water from the laundering of domestic items only. | Wa'Shum & Dry Limited | Greystones | 18 Buckthorn Avenue | Skegness, Lincolnshire |  |  | PE25 3DE | at the drain at the rear of the premises | at point prior to MH 3604, Dogdyke Road, Connigsby | TF2233657676 | TF2235357652 | [54 empty] | 2000 | mg/l | [54 empty] | 1 | l/s | [48 empty] | 11 | pH | 6 | pH | [18 empty] | 1000 | mg/l | [16 empty] | 45 | °C | [8 empty] | 5 | m³/d
CONINGSBY STW | S01CONTLCPKA2 | Consent | Live | No | ACZ 422 | Tattershall Lakes Country Park | Tattershall Lakes | 57 Sleaford Road | Tattershall | Lincolnshire |  | LN4 4LR | 21/07/2016 | Used water arising from the laundering of domestic items only. | Away Resorts Limited | Imex | 579-599 Maxted Road | Hemel Hempstead | Hertfordshire |  | HP2 7DX | at a point after the washing machines | at inlet, Coningsby WRC | TF2075756949 | TF2172656869 | [54 empty] | 2000 | mg/l | [54 empty] | 1 | l/s | [48 empty] | 11 | pH | 6 | pH | [18 empty] | 1000 | mg/l | [16 empty] | 45 | °C | [8 empty] | 4 | m³/d
CONINGSBY STW | S01CONTLCPKA1 | Direction | Live | No | TEDI-0050-2020 | Tattershall Lakes Country Park | Tattershall Lakes, 57 Sleaford Road | Tattershall, Lincolnshire |  |  |  | LN4 4LR | 18/05/2020 | Used water arising from the following: i) indoor swimming pool filter backwash, ii) boiler blowdown, iii) heating vessel condensate, plus from the periodic drain down of indoor swimming pool contents. | Away Resorts Limited | Imex Building, 575-599 Maxted Road | Hemel Hempstead, Hertfordshire |  |  |  | HP2 7DX | a point after the sand filters | the inlet, Coningsby WRC | TF2087256905 | TF2172656869 | [54 empty] | 1000 | mg/l | [10 empty] | 5 | mg/l | [42 empty] | 2 | l/s | [48 empty] | 10 | pH | 6 | pH | [18 empty] | 1000 | mg/l | [16 empty] | 45 | °C | [8 empty] | 8 | m³/d
CONINGSBY STW | S01CONTLCPKA3 | Consent | Live | No | TECO-0026-2020 | Tattershall Lakes Country Park | 57 Sleaford Road | Tattershall | Lincolnshire |  |  | LN4 4LR | 17/03/2020 | Used water from the outdoor swimming pool filter backwashing process and periodic drain-down of outdoor swimming pool contents. | Away Resorts Limited | Imex Building | 575 - 599 Maxtead Road | Hemel Hempstead | Hertfordshire |  | HP2 7DX | a point after the back wash facility. | the inlet, Coningsby Water Recycling Centre | TF2076156791 | TF2172756869 | [54 empty] | 1000 | mg/l | [10 empty] | 5 | mg/l | [42 empty] | 2 | l/s | [48 empty] | 10 | pH | 6 | pH | [18 empty] | 1000 | mg/l | [16 empty] | 45 | °C | [8 empty] | 8 | m³/d
COPFORD STW | S01COPMONTKA | Consent | Live | No | ACZ 540 | Monthind Clean LLP | 91 London Road | Copford |  |  |  | CO6 1LG | 08/08/2016 | Used water from reverse osmosis water treatment process. | Monthind Clean LLP | Monthind House | 91 London Road | Copford | Colchester | Essex | CO6 1LG | at a point after discharge, prior to entry to the public foul sewer | at B1408 London Road, Copford | TL9288823906 | TL9288523932 | [54 empty] | 2000 | mg/l | [54 empty] | 1 | l/s | [48 empty] | 10 | pH | 6 | pH | [18 empty] | 1000 | mg/l | [16 empty] | 45 | °C | [8 empty] | 2 | m³/d
COPFORD STW | S01SHELSEXKA | Direction | Live | No | ADZ 425 | Shell Sextons | 124 Coggeshall Road | Marks Tey | Colchester | Essex |  | CO6 1LT | 01/11/2015 | Used water, after passage via an interceptor, from the external washing of vehicles. | RNS Consulting Services Limited | c/o Ashfords Partnership | 114-116 Goodmayes Road | Ilford, Essex, |  |  | IG3 9UZ | at the manhole following passage via the interceptor | at Coggeshall Road, Marks Tey, Colchester | TL9010023510 | TL9013023480 | [54 empty] | 2500 | mg/l | [54 empty] | 0.3 | l/s | [48 empty] | 11 | pH | 6 | pH | [18 empty] | 1000 | mg/l | [26 empty] | 5 | m³/d
COPFORD STW | S01KINGS KA | Direction | Live | No | ADW 11 | Kings Coaches | 364 London Road | Stanway | Colchester | Essex |  | CO3 8LT | 01/07/2011 | Effluent generated from washing of coaches & other vehicles after passage through an oil interceptor. | Mr Andrew Cousins - T/A Kings Coaches | 364 London Road | Stanway | Colchester | Essex |  | CO3 8LT | at a point after discharge from the oil interceptor, and prior to discharging to the public foul sewer. | at Turkey Cock Lane, Stanway | TL9343024300 | TL9352042270 | [54 empty] | 2500 | mg/l | [54 empty] | 0.2 | l/s | [36 empty] | 250 | mg/l | [10 empty] | 11 | pH | 6 | pH | [18 empty] | 1000 | mg/l | [8 empty] | 1000 | mg/l | [6 empty] | 45 | °C | [8 empty] | 3 | m³/d
COPFORD STW | S01PETROMTKA | Direction | Live | No | ADV 301 | Petro Management Services | Marks Tey Garage | 85 London Road | Marks Tey | Essex |  | CO6 1EB | 01/02/2011 | Wastewater from Car and Jet Wash only. | Mr Nesadurai Kugapala | 85 London Road | Marks Tey | Essex |  |  | CO6 1EB | at a point prior to discharge to the public foul sewer | at London Road, Essex | TL9181023760 | TL9181023780 | [54 empty] | 2500 | mg/l | [54 empty] | 1 | m³/hr | [36 empty] | 250 | mg/l | [10 empty] | 11 | pH | 6 | pH | [18 empty] | 1000 | mg/l | [8 empty] | 1000 | mg/l | [6 empty] | 45 | °C | [8 empty] | 5 | m³/d
COPFORD STW | S01COPMERCKA1 | Consent | Live | No | TECO-0101-2023 | Mercedes-Benz of Colchester | London Road | Stanway | Colchester | Essex |  | CO3 8PH | 10/05/2023 | Used water, after passage via an interceptor, from the external washing of vehicles only. | Jardine Motors Group UK Limited | C/O Porsche Centre Colchester, Auto Way | Ipswich Road | Colchester | Essex |  | CO4 9HA | a point after the interceptor and prior to the public foul sewer | London Road, Stanway | TL9436724392 | TL9435224446 | [54 empty] | 2500 | mg/l | [54 empty] | 0.25 | l/s | [48 empty] | 11 | pH | 6 | pH | [18 empty] | 1000 | mg/l | [16 empty] | 43 | °C | [8 empty] | 1 | m³/d
COPFORD STW | S01COPFAGMKA1 | Direction | Live | No | TEDI-0134-2024 | Aquatronic Group Management Ltd | AGM House, London Road | Copford | Colchester | Essex |  | CO6 1GT | 18/11/2024 | Used chlorinated water from the testing of pumps. | Aquatronic Group Management Ltd | C/O Stuart Turner Limited | Market Place | Henley-On-Thames |  |  | RG9 2AD | a point following the pump test tank, and prior to entering the public foul sewer | London Road, Copford | TL9301223873 | TL9303723963 | [54 empty] | 1000 | mg/l | [10 empty] | 5 | mg/l | [42 empty] | 0.3 | l/s | [48 empty] | 10 | pH | 6 | pH | [18 empty] | 500 | mg/l | [16 empty] | 43 | °C | [8 empty] | 2.5 | m³/d | [14 empty] | 5 | mg/l
CORBY STW | S01BLUESKYKA1 | Consent | Live | No | ACZ 675 | Blue Skies (UK) Ltd | Unit 3 | Saxon Way East | Oakley Hay Industrial Estate | Corby |  | NN18 9EY | 03/05/2017 | Used water from the processing of fresh fruit. | Blue Skies (UK) Limited | Macintyre Hudson | Peterbridge House | The Lakes | Northampton, Northamptonshire |  | NN4 7HB | at the manhole adjacent to the effluent plant | at Saxon Way | SP8588885825 | SP8602285829 | [54 empty] | 10000 | mg/l | [54 empty] | 2 | l/s | [36 empty] | 250 | mg/l | [10 empty] | 10 | pH | 6 | pH | [18 empty] | 2000 | mg/l | [8 empty] | 1000 | mg/l | [6 empty] | 45 | °C | [8 empty] | 20 | m³/d
CORBY STW | S01JEWCORBKA | Consent | Live | No | ACZ 35 | Jewson Limited | Pilot Road | Corby | Northamptonshire |  |  | NN17 5YF | 23/05/2014 | Used water from washing of plant and vehicles. | Jewson Limited | Saint-Gobain House | Binley Business park | Coventry |  |  | CV3 2TT | at a point after the interceptor | at Pilot Road | SP8998289549 | SP9007689503 | [54 empty] | 2000 | mg/l | [54 empty] | 1 | l/s | [36 empty] | 250 | mg/l | [10 empty] | 11 | pH | 6 | pH | [18 empty] | 1000 | mg/l | [8 empty] | 1000 | mg/l | [6 empty] | 45 | °C | [8 empty] | 2 | m³/d
CORBY STW | S01ROCKHCWKA1 | Consent | Live | No | ACZ 644 | Rockingham Hand Car Wash | Car Park off Corby Rugby Club | Northern Park, Rockingham Road | Corby | Northants |  | NN17 2AE | 06/01/2017 | Used water from the external washing of motor vehicles. | Mr Ionut Nunn - T/A Rockingham Hand Car Wash | 7 Pine Walk | Corby | Northants |  |  | NN17 2YA | at the manhole which takes the car wash flow | at Rockingham Road | SP8732690875 | SP8735490854 | [54 empty] | 2500 | mg/l | [54 empty] | 0.2 | l/s | [48 empty] | 11 | pH | 6 | pH | [18 empty] | 1000 | mg/l | [16 empty] | 45 | °C | [8 empty] | 7.2 | m³/d
CORBY STW | S01SNTGOBPKA | Consent | Live | No | ACY 94 | Saint-Gobain Perform. Plastics Corby Ltd | 13 Earlstrees Road | Corby | Northamptonshire |  |  | N17 4NP | 02/09/2013 | Used water comprising of condensate from compressors | Saint-Gobain Performance Plastics Corby Limited | 13 Earlstrees Road | Corby | Northamptonshire |  |  | N17 4NP | at a discharge point, prior to discharging to the public foul sewer | at Earlstree Road, Corby | SP8875090840 | SP8872090880 | [54 empty] | 2000 | mg/l | [54 empty] | 1 | l/s | [36 empty] | 250 | mg/l | [10 empty] | 12.5 | pH | 6 | pH | [18 empty] | 1000 | mg/l | [8 empty] | 1000 | mg/l | [6 empty] | 45 | °C | [8 empty] | 0.5 | m³/d
CORBY STW | S01CEREFORKA2 | Consent | Live | No | ACZ 114 | Cereform Limited | The Flour Mill | Brunel Road | Corby |  |  | NN17 4SL | 22/08/2014 | Used water from boiler blowdown. | Cereform Limited | Weston Centre | 10 Grosvenor Street | London |  |  | W1K 4QY | at boiler discharge point, prior to discharge to the public foul sewer | at Brunel Road | SP8934691018 | SP8925990912 | [54 empty] | 2000 | mg/l | [54 empty] | 1 | l/s | [36 empty] | 250 | mg/l | [10 empty] | 12.5 | pH | 6 | pH | [18 empty] | 1000 | mg/l | [8 empty] | 1000 | mg/l | [6 empty] | 45 | °C | [8 empty] | 4 | m³/d
CORBY STW | S01SPECIALKA0 | Consent | Live | No | ACZ 493 | Speciality Desserts Ltd | 10 Princewood Road | Corby | Northants |  |  | NN17 4AP | 20/05/2016 | Used waters from the washing of bakery equipment, utensils and floors. | Speciality Desserts Limited | 54 Dennington Road | Wellingborough | Northamptonshire |  |  | NN8 2QH | at the final settlement tank in yard | at Gretton Brook Road | SP8829491184 | SP8833691130 | [54 empty] | 5000 | mg/l | [54 empty] | 5 | l/s | [36 empty] | 250 | mg/l | [10 empty] | 10 | pH | 6 | pH | [18 empty] | 2000 | mg/l | [16 empty] | 45 | °C | [8 empty] | 5 | m³/d
CORBY STW | S01PCMCORBKA | Consent | Live | No | ACZ 371 | PCM Group UK Limited | Pilot Road | Corby | Northants |  |  | NN17 5YF | 28/09/2015 | Used water from the jet washing of pumps, and discharge from a floor washing machine. | PCM Group UK Limited | Pilot Road | Corby | Northants |  |  | NN17 5YF | at a point prior to discharge to the public foul sewer | at Pilot Road, Corby | SP9008089539 | SP9005289564 | [54 empty] | 2500 | mg/l | [54 empty] | 2.5 | l/s | [48 empty] | 11 | pH | 6 | pH | [18 empty] | 1000 | mg/l | [16 empty] | 45 | °C | [8 empty] | 0.25 | m³/d
CORBY STW | S01BUILDBCKA | Consent | Live | No | ACZ 166 | Buildbase | Commercial Road | Corby | Northants |  |  | NN17 5XG | 20/11/2014 | Used water from the washing of hire plant, machinery and vehicles. | Grafton Merchanting GB Limited | PO Box 1586 | Gemini One, John Smith Drive | Oxford Business Park South | Oxford |  | OX4 9JF | at a point after the interceptor, prior to discharging to the public foul sewer | at Commercial Road | SP8995588902 | SP8995288922 | [54 empty] | 2500 | mg/l | [54 empty] | 1 | l/s | [48 empty] | 11 | pH | 6 | pH | [18 empty] | 1000 | mg/l | [8 empty] | 1000 | mg/l | [6 empty] | 45 | °C | [8 empty] | 2 | m³/d
CORBY STW | S01MORCORBKA | Direction | Live | No | ADS 98 | Wm Morrison | Birchington Road | Corby, Northamptonshire |  |  |  | NN17 5AL | 01/03/2008 | Wastewater from refrigeration unit containing requisite concentrations of biocides and corrosion inhibitors. | Wm Morrison Supermarkets PLC | Hilmore House, Gain Lane | Bradford, West Yorkshire |  |  |  | BD3 7DL | at a point prior to discharge into the public foul sewer (at SP91609075) | at Steel Road, Corby | SP9160090600 | SP9160090600 | [54 empty] | 500 | mg/l | [54 empty] | 3.4 | l/s | [36 empty] | 100 | mg/l | [10 empty] | 10 | pH | 6 | pH | [18 empty] | 300 | mg/l | [8 empty] | 1000 | mg/l | [6 empty] | 45 | °C | [8 empty] | 50 | m³/d
CORBY STW | S01UCBUSCOKA | Direction | Live | No | ADW 379 | Stagecoach Midlands | Station Road | Corby | Northamptonshire |  |  | NN17 1UJ | 01/06/2012 | Wastewaters from the external washing of buses. | United Counties Omnibus Company Limited | Daw Bank | Stockport | Cheshire |  |  | SK3 0DU | at a point prior to connection to the public foul sewer | at Station Road, Corby | SP8923088760 | SP8926088760 | [54 empty] | 2500 | mg/l | [54 empty] | 2 | m³/hr | [36 empty] | 250 | mg/l | [10 empty] | 11 | pH | 6 | pH | [18 empty] | 1000 | mg/l | [8 empty] | 1000 | mg/l | [6 empty] | 45 | °C | [8 empty] | 10 | m³/d
CORBY STW | S01FORESTGKA | Direction | Live | No | ADT 408 | Forest Gate (Corby) Limited | Whittle Road | Phoenix Parkway | Corby | Northamptonshire |  | NN17 5DX | 01/05/2009 | Wastewater, after passage via a three-stage interceptor, generated from the external washing of cars and light goods vehicles only. | Forest Gate (Corby) Limited | 4 Chiswell Street | London |  |  |  | EC1Y 4UP | at the outlet from the interceptor | at Phoenix Parkway, Corby | SP8990089620 | SP8991089570 | [54 empty] | 2000 | mg/l | [54 empty] | 2 | m³/hr | [36 empty] | 250 | mg/l | [10 empty] | 11 | pH | 6 | pH | [18 empty] | 1000 | mg/l | [8 empty] | 1000 | mg/l | [6 empty] | 45 | °C | [8 empty] | 10 | m³/d
CORBY STW | S01CORBPOWKA | Direction | Live | Yes | ADU 385 | Corby Power Limited | Mitchell Road | Phoenix Parkway | Corby | Northants |  | NN17 5QT | 01/04/2010 | Wastewaters arising from water treatment plant softener regeneration and ion exchange regeneration, reverse osmosis processes, gas turbine compressor washing, auxillary cooling water drainage, boiler drainage and blowdown, condensate and feed pipework drains,transformer compound drainage pits and gas system drainage. | Corby Power Limited | Mitchell Road | Phoenix Parkway | Corby | Northamptonshire |  | NN17 5QT | at the sampling machine prior to discharging to the public foul sewer | Mitchell Road, Corby | SP9040090600 | SP8956091040 | [48 empty] | 0.05 | mg/l | 0.01 | kg/d | 1 | kg/yr | 500 | mg/l |  |  |  |  | 1000 | mg/l |  |  | 250 | kg/d | [6 empty] | 0.2 | mg/l | [36 empty] | 88 | m³/hr | [36 empty] | 100 | mg/l | [10 empty] | 10 | pH | 6 | pH | [18 empty] | 200 | mg/l | [8 empty] | 1000 | mg/l | [6 empty] | 45 | °C | [8 empty] | 500 | m³/d | [14 empty] | 2 | mg/l
CORBY STW | S01BALANDYKA | Consent | Live | No | ACW 68 | Ball and Young Limited | 52 Causeway Road | Earlstrees Industrial Estate | Corby | Northamptonshire |  | NN17 4DU | 15/09/2011 | Wastewaters arising from boiler blowdown and water treatment processes plus unrecovered condensate | Ball and Young Limited | Times Place | 45 Pall Mall | London |  |  | SW1Y 5JG | at the manhole to the rear of the factory close to the electricity sub-station | at the rear of the premises which outfalls into Burkitt Road, Corby | SP8831090930 | SP8831091000 | [54 empty] | 2000 | mg/l | [54 empty] | 1 | m³/hr | [36 empty] | 250 | mg/l | [10 empty] | 12.5 | pH | 6 | pH | [18 empty] | 1000 | mg/l | [8 empty] | 1000 | mg/l | [6 empty] | 45 | °C | [8 empty] | 10 | m³/d
CORBY STW | S01TESCOCBKA | Consent | Live | No | ACX 100 | Tesco Corby PFS | St James Road | Corby | Northamptonshire |  |  | NN18 8AL | 04/10/2012 | Wastewaters arising from the external washing of vehicles after passage through a suitably sized and maintained interceptor | Tesco Stores Limited | Tesco House | Delamare Road | Cheshunt | Hertfordshire |  | EN8 9SL | at a point after the interceptor and prior to discharging to the foul sewer | at St Marks Road, Corby | SP8934088510 | SP8930088430 | [54 empty] | 2500 | mg/l | [54 empty] | 1 | m³/hr | [36 empty] | 250 | mg/l | [10 empty] | 11 | pH | 6 | pH | [18 empty] | 1000 | mg/l | [8 empty] | 1000 | mg/l | [6 empty] | 45 | °C | [8 empty] | 6 | m³/d
CORBY STW | S01WELDNPHKA | Direction | Live | No | ADV 314 | Kier Street Services | 3 Lammas Road | Weldon Industrial Estate | Corby | Northamptonshire |  | NN17 5JF | 01/11/2011 | Wastewater arising from the external washing of vehicles and equipment associated with local authority operations. | Kier Support Services Limited | Tempsford Hall | Sandy | Bedfordshire |  |  | SG19 2BD | at a point prior to discharge to the public foul sewer | at Gretton Brook Road, Corby | SP9210090350 | SP9210090350 | [54 empty] | 2500 | mg/l | [54 empty] | 1 | m³/hr | [36 empty] | 250 | mg/l | [10 empty] | 11 | pH | 6 | pH | [18 empty] | 1000 | mg/l | [8 empty] | 1000 | mg/l | [6 empty] | 45 | °C | [8 empty] | 5 | m³/d
CORBY STW | S01CORPOOLKA | Consent | Live | No | ACU 19 | Corby East Midlands International Swimming Pool | George Street | Corby | Nothants |  |  | NN17 1QB | 14/05/2009 | Back wash waters arising from the filtration system of a chlorinated swimming pool | Corby Borough Council | Grosvenor House | George Street | Corby | Northamptonshire |  | NN17 1QB | at the discharge from the pool filter back wash | at George Street, Corby | SP8796088560 | SP8811088480 | [54 empty] | 500 | mg/l |  |  |  |  | 600 | mg/l | [48 empty] | 5 | l/s | [36 empty] | 100 | mg/l | [10 empty] | 10 | pH | 6 | pH | [18 empty] | 500 | mg/l | [8 empty] | 1000 | mg/l | [6 empty] | 45 | °C | [8 empty] | 100 | m³/d
CORBY STW | S01SAVE SSKA | Direction | Live | No | ADY 97 | Jet Service Station | Rockingham Road | Corby | Northamptonshire |  |  | NN17 2AE | 01/09/2013 | Wastewater arising from the external washing of vehicles only, having passed through a maintained interceptor. | Brobot Petroleum Limited | Brobot Service Station | Thorpe Road | Melton Mowbray | Leicestershire |  | LE13 1SH | at a point after the interceptor and prior to discharging to the foul sewer | off Causeway Road, Corby | SP8796090700 | SP8801090670 | [54 empty] | 2500 | mg/l | [54 empty] | 1 | m³/hr | [36 empty] | 250 | mg/l | [10 empty] | 11 | pH | 6 | pH | [18 empty] | 1000 | mg/l | [8 empty] | 1000 | mg/l | [6 empty] | 45 | °C | [8 empty] | 5 | m³/d
CORBY STW | S01CORBTUBKA | Direction | Live | No | ADZ 284 | Pytchley Court Launderette | 12 Pytchley Court | Corby | Northamptonshire |  |  | NN17 2QD | 01/06/2015 | Used waters from the laundering of domestic items only. | Debbie Maccallum - T/A Pytchley Court Launderette | 14 Hoppet Close | Corby | Northamptonshire |  |  | NN18 8JQ | at a point prior to discharge to the public foul sewer | at the rear of the property, Denford Road, Corby. | SP8685289653 | SP8684589652 | [54 empty] | 2000 | mg/l | [54 empty] | 0.6 | l/s | [48 empty] | 11 | pH | 6 | pH | [18 empty] | 1000 | mg/l | [8 empty] | 1000 | mg/l | [6 empty] | 45 | °C | [8 empty] | 5 | m³/d
CORBY STW | S01CARMICHKA | Direction | Live | No | ADY 131 | Carmichael Engineering Limited | Building A Burkitt Road | Earlstrees Industrial Estate | Corby, Northamptonshire |  |  | NN17 4DT | 01/10/2013 | Used water comprising wash waters from the cleansing of vehicles and machinery. | Carmichael Engineering Limited | Burkitt Road | Earlstrees Industrial Estate | Corby, Northamptonshire |  |  | NN17 4DT | at the wash bay drain | at Burkitt Road, Corby | SP8850091000 | SP8850091000 | [54 empty] | 2000 | mg/l | [54 empty] | 2 | m³/hr | [36 empty] | 250 | mg/l | [10 empty] | 11 | pH | 6 | pH | [18 empty] | 1000 | mg/l | [8 empty] | 1000 | mg/l | [6 empty] | 45 | °C | [8 empty] | 2 | m³/d
CORBY STW | S01SOVEREIKA2 | Consent | Live | No | ACY 39 | ADM Milling Limited | The Flour Mill | Brunel Road | Corby |  |  | NN17 2SL | 22/08/2014 | Used water from boiler blowdown. | ADM Milling Limited | Church Manorway | Erith | Kent |  |  | DA8 1DL | at boiler discharge point, prior to entering the public foul sewer | at Brunel Road | SP8934691018 | SP8925990912 | [54 empty] | 2000 | mg/l | [54 empty] | 1 | l/s | [36 empty] | 250 | mg/l | [10 empty] | 12.5 | pH | 6 | pH | [18 empty] | 1000 | mg/l | [8 empty] | 1000 | mg/l | [6 empty] | 45 | °C | [8 empty] | 2 | m³/d
CORBY STW | S01CEVALOGKA | Direction | Live | No | ADY 159 | Ceva Logistics Limited | Earlstrees Road | Earlstrees Industrial Estate | Corby |  |  | NN17 4AZ | 01/11/2013 | Used water arising from the external washing of vehicles. | Ceva Logistics Limited | PO Box 8663, Ceva House | Excelsior Road | Ashby De La Zouch | Leicestershire |  | LE65 9BA | at a point post-interceptor at the vehicle wash | at the rear of the site towards Rockingham Road, Corby | SP8860090370 | SP8860090370 | [54 empty] | 2500 | mg/l | [54 empty] | 1 | m³/hr | [36 empty] | 250 | mg/l | [10 empty] | 11 | pH | 6 | pH | [18 empty] | 1000 | mg/l | [8 empty] | 1000 | mg/l | [6 empty] | 45 | °C | [8 empty] | 10 | m³/d
CORBY STW | S01LMARSHSKA | Direction | Live | No | ADT 181 | Garage premises | Sondes Road | Willowbrook Industrial Estate | Corby | Northamptonshire |  | NN17 5XP | 01/11/2008 | Wastewater, after passage via an interceptor, from the external washing of vehicles only. | The Occupier | Garage premises | Sondes Road | Willowbrook Industrial Estate | Corby | Northamptonshire | NN17 5XP | at the discharge point from the wash bay | at Sondes Road, Corby | SP9128090620 | SP9126090650 | [54 empty] | 2000 | mg/l | [54 empty] | 0.2 | m³/hr | [36 empty] | 250 | mg/l | [10 empty] | 11 | pH | 6 | pH | [18 empty] | 1000 | mg/l | [8 empty] | 1000 | mg/l | [6 empty] | 45 | °C | [8 empty] | 1 | m³/d
CORBY STW | S01SAFEWAYKA | Direction | Live | No | ADT 182 | Petrol Filling Station | Oakley Road | Corby | Northamptonshire |  |  | NN18 8LH | 01/11/2008 | Wastewater, after passage via a three stage interceptor, from the external washing of vehicles only. | Wm Morrison Supermarkets PLC | Hilmore House | Gain Lane | Bradford | West Yorkshire |  | BD3 7DL | at the discharge from the interceptor | at Oakley Road, Corby | SP8696086730 | SP8695086730 | [54 empty] | 2000 | mg/l | [54 empty] | 1 | m³/hr | [36 empty] | 250 | mg/l | [10 empty] | 11 | pH | 6 | pH | [18 empty] | 1000 | mg/l | [8 empty] | 1000 | mg/l | [6 empty] | 45 | °C | [8 empty] | 10 | m³/d
CORBY STW | S01ASDACORKA | Direction | Live | No | ADT 180 | Petrol Service Station | Phoenix Parkway | Corby | Northamptonshire |  |  | NN17 5DT | 01/11/2008 | Wastewater, after passage via a three-stage interceptor, from the external washing of vehicles only. | Asda Stores Limited | Asda House | Southbank | Great Wilson Street | Leeds |  | LS11 5AD | at the discharge from the interceptor | at Phoenix Parkway, Corby | SP8986089480 | SP8986089450 | [54 empty] | 2000 | mg/l | [54 empty] | 1 | m³/hr | [36 empty] | 250 | mg/l | [10 empty] | 11 | pH | 6 | pH | [18 empty] | 1000 | mg/l | [8 empty] | 1000 | mg/l | [6 empty] | 45 | °C | [8 empty] | 5 | m³/d
CORBY STW | S01J WHITEKA | Direction | Live | No | ADT 186 | The Launderette | 182 Studfall Avenue | Corby | Northamptonshire |  |  | NN17 1LJ | 01/12/2008 | Wastewaters from the laundering of domestic items only. | The Occupier | The Launderette | 182 Studfall Avenue | Corby | Northamptonshire |  | NN17 1LJ | at a point at the rear of the property prior to discharging to the public foul sewer | at Studfall Avenue, Corby | SP8790089500 | SP8790089500 | [54 empty] | 2000 | mg/l | [54 empty] | 3 | m³/hr | [36 empty] | 100 | mg/l | [10 empty] | 11 | pH | 6 | pH | [18 empty] | 500 | mg/l | [8 empty] | 1000 | mg/l | [6 empty] | 45 | °C | [8 empty] | 15 | m³/d
CORBY STW | S01MURCOCBKA | Direction | Live | No | ADZ 823 | Motor Fuel Limited | Corby Service Station (FS075) | Geddington Road | Corby, Northants |  |  | NN18 8AA | 01/12/2016 | Used water from jet washing of vehicles. | Motor Fuel Limited | Building 2 | Abbey View | Everard Close | St Albans, Hertfordshire |  | AL1 2QU | at a point after the interceptor, prior to discharging to the public foul sewer | at Geddington Road, Corby | SP9071588329 | SP9070088318 | [54 empty] | 2500 | mg/l | [54 empty] | 2 | l/s | [48 empty] | 11 | pH | 6 | pH | [18 empty] | 1000 | mg/l | [16 empty] | 45 | °C | [8 empty] | 4 | m³/d
CORBY STW | S01EUFLEETKA | Direction | Live | No | ADU 185 | Paragon Automotive 2009 Limited | Renault Unit | Baird Road West | Corby | Northamptonshire |  | NN17 5AE | 01/10/2009 | Wastewater, following passage through a suitably sized and maintained interceptor, from the external washing of vehicles only. | Paragon Automotive 2009 Limited | Hangar 1 | Thurleigh Airfield Business Park | Thurleigh | Bedford | Bedfordshire | MK44 2YP | at the point of discharge from the interceptor | at Baird Road, Corby | SP9040090400 | SP9061090510 | [54 empty] | 2000 | mg/l |  |  |  |  | 300 | mg/l | [48 empty] | 1 | m³/hr | [36 empty] | 250 | mg/l | [10 empty] | 11 | pH | 6 | pH | [18 empty] | 1000 | mg/l | [8 empty] | 1000 | mg/l | [6 empty] | 45 | °C | [8 empty] | 5 | m³/d
CORBY STW | S01EUROFLTKA | Direction | Live | No | ADU 186 | Paragon Automotive 2009 Limited | Unit C | Baird Road East | Corby | Northamptonshire |  | NN17 5AE | 01/10/2009 | Wastewater, following passage through a suitably sized and maintained interceptor, from the external washing of vehicles only. | Paragon Automotive 2009 Limited | Hangar 1 | Thurleigh Airfield Business Park | Thurleigh | Bedford | Bedfordshire | MK44 2YP | at the point of discharge from the interceptor | at Baird Road, Corby | SP9078090400 | SP9019090340 | [54 empty] | 2000 | mg/l |  |  |  |  | 300 | mg/l | [48 empty] | 1.5 | m³/hr | [36 empty] | 250 | mg/l | [10 empty] | 11 | pH | 6 | pH | [18 empty] | 1000 | mg/l | [8 empty] | 1000 | mg/l | [6 empty] | 45 | °C | [8 empty] | 10 | m³/d
CORBY STW | S01HILTONCKA | Direction | Live | No | ADX 567 | Starboard Key Homes Management Ltd | c/o Holiday Inn Hotel, Corby - A43 | Geddington Road | Corby, Northamptonshire |  |  | NN18 8ET | 01/06/2013 | Wastewater arising from swimming pool filter backwashing process, and periodic drain down of swimming pool contents. | Starboard Key Homes Management Limited | 17th Floor Wembley Point | 1 Harrow Road | Wembley, Middlesex |  |  | HA9 6DE | at NGR SP91118797 situated on the site, and prior to discharging to the public foul sewer | at Geddington Road, Corby | SP9113088020 | SP9109087960 | [54 empty] | 1000 | mg/l | [10 empty] | 5 | mg/l | [42 empty] | 22 | m³/hr | [36 empty] | 250 | mg/l | [10 empty] | 10 | pH | 6 | pH | [18 empty] | 1000 | mg/l | [8 empty] | 1000 | mg/l | [6 empty] | 45 | °C | [8 empty] | 6.5 | m³/d
CORBY STW | S01GEFCORBKA | Direction | Live | No | ADV 235 | GEFCO UK Ltd | Preparation Centre | 2 Geddington Road | Corby | Northamptonshire |  | NN18 8ET | 01/01/2011 | Wash waters containing diluted amounts of a water based co-polymer remover, arising from the de-waxing and cleansing of cars | GEFCO UK Limited | 376 - 378 Chiswick High Road | Chiswick | London |  |  | W4 5TF | at the chamber after the interceptor prior to discharging to the public foul sewer | at Geddington Road, Corby | SP9013088530 | SP9004088620 | [54 empty] | 2500 | mg/l | [54 empty] | 3 | m³/hr | [36 empty] | 250 | mg/l | [10 empty] | 11 | pH | 6 | pH | [18 empty] | 500 | mg/l | [8 empty] | 1000 | mg/l | [6 empty] | 45 | °C | [8 empty] | 15 | m³/d
CORBY STW | S01ENTRCORKA | Direction | Live | No | ADZ 664 | Enterprise Rent-A-Car (U7 Gp, East Anglia) | 1 Crucible Road | Phoenix Parkway | Corby |  |  | NN17 5TS | 01/08/2016 | Used waters generated during the washing of vehicles. | Enterprise Rent-a-Car UK Limited | c/o Steve Young | Enterprise House | Vicarage Road | Egham, Surrey |  | TW20 9FB | at SP89798933 | at Phoenix Parkway, Corby at SP89798934 | SP8979089330 | SP8979089330 | [54 empty] | 2500 | mg/l | [54 empty] | 0.5 | l/s | [48 empty] | 11 | pH | 6 | pH | [18 empty] | 1000 | mg/l | [16 empty] | 45 | °C | [8 empty] | 1.5 | m³/d
CORBY STW | S01CEREFORKA | Direction | Live | No | ADY 74 | Cereform Limited | Brunel Road | Earlstrees Industrial Estate | Corby | Northamptonshire |  | NN17 4SL | 01/09/2013 | Wastewaters arising from compactor unit and pallet washing, plus boiler blowdown. | Cereform Limited | Weston Centre | 10 Grosvenor Street | London |  |  | W1K 4QY | at a point after the interceptor and prior to discharging to the public foul sewer | at Brunel Road, Corby | SP8936091040 | SP8932090900 | [54 empty] | 2000 | mg/l |  |  |  |  | 300 | mg/l | [48 empty] | 2 | l/s | [36 empty] | 250 | mg/l | [10 empty] | 11 | pH | 6 | pH | [18 empty] | 500 | mg/l | [8 empty] | 1000 | mg/l | [6 empty] | 45 | °C | [8 empty] | 3 | m³/d
CORBY STW | S01GOLDENWKA | Direction | Live | No | ADZ 248 | DB Transport (Corby) Ltd | Princewood Road | Earlstrees Industrial Estate | Corby |  |  | NN17 4AP | 01/06/2015 | Used water from the external washing of vehicles. | DB Transport (Corby) Limited | Thorpe House | 93 Headlands | Kettering | Northamptonshire |  | NN15 6BL | at a point prior to discharge into the public foul sewer. | at Northern Verge off Gretton Brook Road | SP8833291214 | SP8840491183 | [54 empty] | 2500 | mg/l | [54 empty] | 0.5 | l/s | [48 empty] | 11 | pH | 6 | pH | [18 empty] | 1000 | mg/l | [8 empty] | 1000 | mg/l | [6 empty] | 45 | °C | [8 empty] | 5 | m³/d
CORBY STW | S01WILKINNKA | Direction | Live | No | ADT 123 | Baldwins of Corby Limited | Pilot Road | Phoenix Parkway | Corby | Northants |  | NN17 5YH | 01/10/2008 | Wastewaters from the washing of vehicles after passage through a maintained silt trap gully | Baldwins of Corby Limited | Pilot Road | Phoenix Parkway | Corby | Northants |  | NN17 5YH | at a point prior to discharging to the public foul sewer | Pilot Road, Phoenix Parkway, Corby | SP8995089460 | SP8992089450 | [54 empty] | 2000 | mg/l | [54 empty] | 1 | m³/hr | [36 empty] | 250 | mg/l | [10 empty] | 10 | pH | 6 | pH | [18 empty] | 1000 | mg/l | [8 empty] | 1000 | mg/l | [6 empty] | 45 | °C | [8 empty] | 1 | m³/d
CORBY STW | S01ROYMAILKA | Direction | Live | No | ADT 462 | Royal Mail Sorting Office | Phoenix Park Industrial Estate | Corby | Northamptonshire |  |  | NN17 5TS | 01/06/2009 | Wastewater, after passage via a three-stage interceptor, from the external washing of vehicles only. | Royal Mail Group PLC | 148 Old Street | London |  |  |  | EC1V 9HQ | at the discharge from the three-stage interceptor | at Crucible Road, Corby | SP8988089340 | SP8989089320 | [54 empty] | 2000 | mg/l | [54 empty] | 1 | m³/hr | [36 empty] | 250 | mg/l | [10 empty] | 11 | pH | 6 | pH | [18 empty] | 1000 | mg/l | [8 empty] | 1000 | mg/l | [6 empty] | 45 | °C | [8 empty] | 5 | m³/d
CORBY STW | S01EUROFLEKA | Direction | Live | No | ADU 184 | Paragon Automotive 2009 Limited | Baird/Arkwright Roads | Willowbrook Industrial Estate | Corby | Northamptonshire |  | NN17 5AE | 01/10/2009 | Wastewater, following passage through a suitably sized and maintained interceptor, from the external washing of vehicles only. | Paragon Automotive 2009 Limited | Hangar 1 | Thurleigh Airfield Business Park | Thurleigh | Bedford | Bedfordshire | MK44 2YP | at the discharge from the interceptor | at Baird Road, Corby | SP9050090590 | SP9061090510 | [54 empty] | 2000 | mg/l |  |  |  |  | 300 | mg/l | [48 empty] | 0.5 | m³/hr | [36 empty] | 250 | mg/l | [10 empty] | 11 | pH | 6 | pH | [18 empty] | 1000 | mg/l | [8 empty] | 1000 | mg/l | [6 empty] | 45 | °C | [8 empty] | 3 | m³/d
CORBY STW | S01CARPARKKA | Direction | Live | No | ADZ 911 | Car Park Valeting Limited | c/o Asda Superstores | Phoenix Parkway | Corby |  |  | NN17 5DT | 01/02/2017 | Used water from the external washing of cars. | Car Park Valeting Limited | C/O Simpson Wreford & Partners | Suffolk House, George Street | Croydon | Surrey |  | CR0 0YN | at Grid reference SP 89608960 | at the North Side of the ASDA Store, Courier Road, Corby | SP8975589533 | SP8957689503 | [54 empty] | 2500 | mg/l | [54 empty] | 1 | l/s | [48 empty] | 11 | pH | 6 | pH | [18 empty] | 1000 | mg/l | [16 empty] | 45 | °C | [8 empty] | 7 | m³/d
CORBY STW | S01TEXACORKA | Direction | Live | No | ADU 88 | Star Service Station | Roundabout | Oakley Road | Corby | Northamptonshire |  | NN18 8AR | 01/09/2009 | Wastewater, after passage via an interceptor, from the external washing of vehicles. | Corby Service Station Limited | 34 Queensbury Station Parade | Edgware | Middlesex |  |  | HA8 5NN | at the discharge from the interceptor | at Oakley Road, Corby | SP8859088210 | SP8854088230 | [54 empty] | 2000 | mg/l | [54 empty] | 0.4 | l/s | [36 empty] | 250 | mg/l | [10 empty] | 11 | pH | 6 | pH | [18 empty] | 1000 | mg/l | [8 empty] | 1000 | mg/l | [6 empty] | 45 | °C | [8 empty] | 5 | m³/d
CORBY STW | S01ACCUMAMKA | Direction | Live | No | ADU 661 | Accuma Plastics Ltd | 96 Macadam Road | Earlstrees Industrial Estate | Corby | Northamptonshire |  | NN17 4JN | 01/07/2010 | Regeneration liquors from the water softening plant associated with the adiabatic chiller. | Accuma Plastics Limited | 26 Princewood Road | Earlstrees Industrial Estate | Corby | Northamptonshire |  | NN17 2AP | at the discharge point from the softener unit | at Macadam Road, Corby | SP8924090410 | SP8923090460 | [54 empty] | 1000 | mg/l |  |  |  |  | 2500 | mg/l | [48 empty] | 1 | m³/hr | [36 empty] | 250 | mg/l | [10 empty] | 10 | pH | 6 | pH | [18 empty] | 500 | mg/l | [8 empty] | 1000 | mg/l | [6 empty] | 45 | °C | [8 empty] | 1 | m³/d
CORBY STW | S01IMOWASHKA | Direction | Live | No | ADT 411 | IMO Car Wash | Rockingham Road/Lloyds Road | Corby | Northamptonshire |  |  | NN17 1AP | 01/05/2009 | Wastewater, following pre-treatment through a filtration and settlement system, from the external washing of cars. | Anduff Car Wash Limited | 35-37 Amersham Hill | High Wycombe | Buckinghamshire |  |  | HP13 6NU | at the discharge from the effluent pre-treatment system | at Lloyds Road, Corby | SP8947089110 | SP8946089100 | [54 empty] | 2000 | mg/l | [54 empty] | 4 | m³/hr | [36 empty] | 250 | mg/l | [10 empty] | 11 | pH | 6 | pH | [18 empty] | 1000 | mg/l | [8 empty] | 1000 | mg/l | [6 empty] | 45 | °C | [8 empty] | 18 | m³/d
CORBY STW | S01GREWCOCKA | Direction | Live | No | ADW 80 | Barry Grewcock & Sons Limited | Unit 1 (Southside) | The Grove | Off Geddington Road | Corby | Northamptonshire | NN18 8EW | 01/09/2011 | Wastewater arising from the cleansing of automotive parts & vehicles after passage through an interceptor. | Barry Grewcock & Sons Limited | Unit 1 (Southside) | The Grove | Off Geddington Road | Corby | Northamptonshire | NN18 8EW | at a point in the premises yard area, prior to discharge to the public foul sewer. | Geddington Road, Corby | SP9030088700 | SP9030088700 | [54 empty] | 2500 | mg/l | [54 empty] | 1 | m³/hr | [36 empty] | 250 | mg/l | [10 empty] | 11 | pH | 6 | pH | [18 empty] | 1000 | mg/l | [8 empty] | 1000 | mg/l | [6 empty] | 45 | °C | [8 empty] | 1 | m³/d
CORBY STW | S01CLWATERKA1 | Consent | Live | No | TECO-0027-2018 | Clearwater | 1-4 Enterprise Park | Hunters Road | Weldon North Industrial Estate | Corby |  | NN17 5JE | 29/03/2018 | Used water from the livery washing and internal washing of tankers contaminated with domestic sewage only. | Clearwater D C 2001 Limited | 100 Boden Street | Glasgow | Scotland |  |  | G40 3PX | a point after the Interceptor | Hunters Road | SP9160890238 | SP9163690179 | [54 empty] | 2000 | mg/l | [54 empty] | 1 | l/s | [36 empty] | 250 | mg/l | [10 empty] | 11 | pH | 6 | pH | [18 empty] | 1000 | mg/l | [8 empty] | 1000 | mg/l | [6 empty] | 45 | °C | [8 empty] | 5 | m³/d
CORBY STW | S01BROBOTCKA1 | Consent | Live | No | TECO-0110-2018 | HKS Corby Southern Gateway | Uppingham Road | Corby | Northamptonshire |  |  | NN18 8TJ | 12/10/2018 | Used water, after passage via an interceptor, from the external washing of vehicles only. | Brobot Petroleum Limited | Aquis House | Belgrave Gate | Leicester | England |  | LE1 3HT | a point after the interceptor prior to the public foul sewer | Little Colliers Field | SP8602585272 | SP8603685263 | [54 empty] | 2500 | mg/l | [54 empty] | 1 | l/s | [48 empty] | 11 | pH | 6 | pH | [18 empty] | 1000 | mg/l | [16 empty] | 45 | °C | [8 empty] | 5 | m³/d
CORBY STW | S01SAINUROKA | Direction | Live | No | TEDI-0035-2019 | iForce Group Limited | Long Croft Road | Corby | Northamptonshire |  |  | NN18 8EY | 19/05/2019 | Used water from the floor washing machine. | iForce Group Limited | Stretton Green Distribution Park | Langford Way | Appleton | Warrington |  | WA4 4TQ | the floor cleaner discharge point prior to discharging to the public foul sewer | Long Croft Road, Corby | SP8930087820 | SP8920087780 | [54 empty] | 5000 | mg/l |  |  |  |  | 600 | mg/l | [48 empty] | 1 | l/s | [36 empty] | 250 | mg/l | [10 empty] | 10 | pH | 6 | pH | [18 empty] | 1000 | mg/l | [8 empty] | 1000 | mg/l | [6 empty] | 45 | °C | [8 empty] | 0.1 | m³/d
CORBY STW | S01WPAULEYKA | Direction | Live | No | TEDI-0055-2019 | Pauleys Produce Limited | Sondes Road | Willowbrook East Industrial Estate | Corby | Northamptonshire |  | NN17 5XP | 16/09/2019 | Used waters from vehicle washing. | Pauleys Produce Limited | Enterprise House | Eureka Business Park | Ashford | Kent |  | TN25 4AG | a point after the silt trap on the wash pad | Sondes Road, Corby | SP9148890596 | SP9144090717 | [54 empty] | 2500 | mg/l | [54 empty] | 1 | l/s | [48 empty] | 11 | pH | 6 | pH | [18 empty] | 1000 | mg/l | [16 empty] | 45 | °C | [8 empty] | 3 | m³/d
CORBY STW | S01JAYPLASKA | Direction | Live | No | TEDI-0041-2020 | Jayplas | 15 Saxon Way East | Oakley Hay Industrial Estate | Corby | Northamptonshire |  | NN18 9EY | 14/07/2020 | Treated used water from the recycling of plastic products. | J & A Young (Leicester) Limited | 15 Saxon Way East | Oakley Hay Industrial Estate | Corby | Northamptonshire |  | NN18 9EY | the discharge point from the pre-treatment plant | Saxon Way East, Corby | SP8622085970 | SP8612085930 | [54 empty] | 3000 | mg/l |  |  |  |  | 2000 | mg/l | [48 empty] | 5.6 | l/s | [36 empty] | 250 | mg/l | [10 empty] | 10 | pH | 6 | pH | [18 empty] | 1500 | mg/l | [8 empty] | 1000 | mg/l | [6 empty] | 43.3 | °C | [8 empty] | 240 | m³/d | [14 empty] | 1.5 | mg/l
CORBY STW | S01PUREDRIKA | Direction | Live | No | TEDI-0061-2020 | Taste Original | 36A Causeway Road | Earlstrees Industrial Estate | Corby | Northamptonshire |  | NN17 4DU | 21/12/2020 | Treated used water from the processing of meat and associated products. | Zwanenberg Food Group UK LTD. | Station Road | Minsterley | Shrewsbury | Shropshire |  | SY5 0BD | the final chamber of the settlement tanks | Causeway Road, Corby | SP8855090800 | SP8857090900 | [54 empty] | 4000 | mg/l |  |  |  |  | 500 | mg/l | [48 empty] | 8.4 | l/s | [36 empty] | 250 | mg/l | [10 empty] | 10 | pH | 6 | pH | [18 empty] | 1000 | mg/l | [8 empty] | 1000 | mg/l | [6 empty] | 43 | °C | [8 empty] | 300 | m³/d
CORBY STW | S01HUNTERSKA | Direction | Live | No | TEDI-0064-2020 | Tayto Group Limited | Princewood Road | Earlstrees Industrial Estate | Corby | Northamptonshire |  | NN17 4AP | 12/10/2020 | Treated used water arising from the manufacture of potato crisps and maize snacks. | Tayto Group Limited | Princewood Road | Earlstrees Industrial Estate | Corby | Northamptonshire |  | NN17 4AP | the weir prior to discharge | Princewood Road, Corby | SP8867591338 | SP8867191376 | [54 empty] | 2500 | mg/l |  |  |  |  | 250 | mg/l | [48 empty] | 5.6 | l/s | [36 empty] | 250 | mg/l | [10 empty] | 10 | pH | 6 | pH | [8 empty] | 20 | mg/l | [8 empty] | 1000 | mg/l | [8 empty] | 1000 | mg/l | 1 | mg/l |  |  |  |  | 43 | °C | [8 empty] | 360 | m³/d
CORBY STW | S01RHM INGKA | Direction | Live | No | TEDI-0068-2020 | Newly Weds Foods Limited | 86 Manton Road | Earlstrees Industrial Estate | Corby | Northamptonshire |  | NN17 4JL | 29/09/2020 | Used water from the washing down of food preparation equipment and surface water run off. | Newly Weds Foods Limited | Owl Lane | Ossett | West Yorkshire |  |  | WF5 9AX | the chamber after the interceptor at a point prior to the public foul sewer | Macadam Road, Corby | SP8905090540 | SP8913090460 | [54 empty] | 1500 | mg/l | [54 empty] | 5.5 | l/s | [36 empty] | 250 | mg/l | [10 empty] | 10 | pH | 6 | pH | [18 empty] | 1000 | mg/l | [16 empty] | 43 | °C | [8 empty] | 30 | m³/d
CORBY STW | S01CHANDOGKA1 | Consent | Live | No | TECO-0121-2019 | WCF Chandlers | Weldon Road | Corby | Northamptonshire |  |  | NN17 5UE | 22/10/2019 | Used water, after passage via an interceptor, from the external washing of vehicles only. | WCF LTD T/A WCF Chandlers | Crawhall | Brampton | Cumbria |  |  | CA8 1TN | the outlet of the interceptor | the rear of the depot | SP9020488869 | SP9022288883 | [54 empty] | 2500 | mg/l | [54 empty] | 1 | l/s | [48 empty] | 11 | pH | 6 | pH | [18 empty] | 1000 | mg/l | [16 empty] | 45 | °C | [8 empty] | 1 | m³/d
CORBY STW | S01SYMRISEKA | Direction | Live | No | TEDI-0083-2020 | Symrise Limited | 10 -12 Cockerell Road | Corby | Northamptonshire |  |  | NN17 5DU | 12/10/2020 | Pre-treated used water from the cleansing of equipment used in the manufacture of food ingredients. | Symrise Limited | Fieldhouse Lane | Marlow | Buckinghamshire |  |  | SL7 1TB | the discharge point from the oil separator tank | Cockerell Road, Corby | SP8988089850 | SP8979089860 | [54 empty] | 2500 | mg/l |  |  |  |  | 250 | mg/l | [48 empty] | 0.5 | l/s | [36 empty] | 250 | mg/l | [10 empty] | 10 | pH | 6 | pH | [18 empty] | 2000 | mg/l | [16 empty] | 43 | °C | [8 empty] | 7.5 | m³/d
CORBY STW | S01PLUSWIPKA | Direction | Live | No | TEDI-0140-2020 | PDI (EMEA) LTD | Pywell Road | Willowbrook East Industrial Estate | Corby | Northamptonshire |  | NN17 5XJ | 15/02/2021 | Used water arising from (i) the water treatment plant, and (ii) the IBC wash bay. | PDI (EMEA) LTD | Pywell Road | Willowbrook East Industrial Estate | Corby | Northamptonshire |  | NN17 5XJ | the discharge from the pit in washdown bay, prior to discharging to the public foul sewer | Pywell Road, Corby | SP9102049050 | SP9099090580 | [54 empty] | 50000 | mg/l | [54 empty] | 2 | l/s | [36 empty] | 250 | mg/l | [10 empty] | 10 | pH | 6 | pH | [18 empty] | 1000 | mg/l | [16 empty] | 43 | °C | [8 empty] | 10 | m³/d | [14 empty] | 5 | mg/l
CORBY STW | S01CARPENTKA | Direction | Live | No | TEDI-0070-2020 | Morgan Technical Ceramics Limited | 92 c & d Brunel Road | Earlstrees Industrial Estate | Corby | Northamptonshire |  | NN17 4JW | 28/12/2020 | Used water arising from i)diluted dye used for the colouring of ceramics ii) floor washings iii) chiller unit water iv) compressor and drier waters. | Morgan Technical Ceramics Limited | Morgan Advanced Materials | Technical Ceramics | Morgan Drive | Stourport-On-Severn | Worcestershire | DY13 8DW | a point prior to discharging to the public foul sewer | Brunel Road, Corby | SP8939090500 | SP8944390481 | [54 empty] | 10000 | mg/l | [54 empty] | 1 | l/s | [48 empty] | 10 | pH | 6 | pH | [18 empty] | 750 | mg/l | [16 empty] | 43 | °C | [8 empty] | 2 | m³/d
CORBY STW | S01SOVEREIKA1 | Direction | Live | No | TEDI-0180-2020 | ADM Milling Limited | The Flour Mill | 9 Brunel Road | Earlstrees Industrial Estate | Corby | Northamptonshire | NN17 2SL | 15/02/2021 | Used water from food testing laboratory. | ADM Milling Limited | ADM International Limited | Church Manorway | Erith | Kent |  | DA8 1DL | laboratory discharge point, prior to entering into the public foul sewer | Brunel Road, Corby | SP8938191002 | SP8930090908 | [54 empty] | 1800 | mg/l | [54 empty] | 1 | l/s | [48 empty] | 10 | pH | 6 | pH | [18 empty] | 500 | mg/l | [16 empty] | 43 | °C | [8 empty] | 1 | m³/d
CORBY STW | S01HONICELKA | Direction | Live | No | TEDI-0190-2020 | Impact Handling | 4 Brunel Road | Earlstrees Industrial Estate | Corby | Northamptonshire |  | NN17 4JW | 10/02/2021 | Used water arising from the external cleansing of forklift trucks and ancillary equipment. | Impact Fork Trucks Limited | Citadel House | 58 High Street | Hull | North Humberside |  | HU1 1QE | the washdown area prior to discharging to the foul sewer | Brunel Road, Corby | SP8908090900 | SP8915090950 | [54 empty] | 2000 | mg/l | [54 empty] | 1 | l/s | [36 empty] | 250 | mg/l | [10 empty] | 11 | pH | 6 | pH | [18 empty] | 1000 | mg/l | [8 empty] | 1000 | mg/l | [6 empty] | 43 | °C | [8 empty] | 1 | m³/d
CORBY STW | S01FMAKERCKA | Direction | Live | No | TEDI-0001-2021 | Foodmaker Limited | 12 Brunel Road | Earlstrees Industrial Estate | Corby | Northamptonshire |  | NN17 4JW | 17/05/2021 | Used water from the washing of mixing vessels and utensils, used in the production of food. | Foodmaker Limited | 12 Brunel Road | Earlstrees Industrial Estate | Corby | Northamptonshire |  | NN17 4JW | a point prior to discharge to the public foul sewer | Brunel Road, Corby | SP8907790908 | SP8907990927 | [54 empty] | 500 | mg/l | [54 empty] | 1 | l/s | [48 empty] | 10 | pH | 6 | pH | [18 empty] | 250 | mg/l | [16 empty] | 43 | °C | [8 empty] | 1 | m³/d
CORBY STW | S01PLIPIDSKA | Direction | Live | No | TEDI-0002-2021 | Plant Lipids UK Limited | Unit 2 | Alpha Court | Phoenix Parkway | Corby | Northamptonshire | NN17 5DP | 16/08/2021 | Used water from the cleaning of pipe-work, and mixing vessels used in the production of food stuffs. | Plant Lipids UK Limited | Unit 2 | Alpha Court | Phoenix Parkway | Corby | Northamptonshire | NN17 5DP | a point prior to discharge to the public foul sewer | the rear of Alpha Court | SP8978790642 | SP8982590665 | [54 empty] | 10000 | mg/l |  |  |  |  | 250 | mg/l | [48 empty] | 0.5 | l/s | [36 empty] | 250 | mg/l | [10 empty] | 10 | pH | 6 | pH | [18 empty] | 2000 | mg/l | [16 empty] | 43 | °C | [8 empty] | 10 | m³/d
CORBY STW | S01STVACORKA1 | Consent | Live | No | TECO-0011-2021 | STVA UK Limited | Rockingham Logistics Hub | Mitchell Road | Corby | Northamptonshire |  | NN17 5AF | 20/01/2021 | Used water, after passage via an interceptor, from the external washing of vehicles only. | STVA UK Limited | St Andrews House | St Andrews Road | Avonmouth | Bristol |  | BS11 9DQ | Washceptor outlet | Mitchell Road | SP9100391496 | SP8978790991 | [54 empty] | 2500 | mg/l | [54 empty] | 0.5 | l/s | [48 empty] | 11 | pH | 6 | pH | [18 empty] | 1000 | mg/l | [16 empty] | 43 | °C | [8 empty] | 5 | m³/d
CORBY STW | S01FLAVOURKA | Direction | Live | No | TEDI-0084-2020 | Symrise Ltd | 10 - 12 Cockerell Road | Phoenix Parkway | Corby | Northamptonshire |  | NN17 5DU | 12/10/2020 | Used water arising from the washing of machines and equipment associated with the manufacture of food flavour ingredients. | Symrise Limited | Fieldhouse Lane | Marlow | Buckinghamshire |  |  | SL7 1TB | a point prior to discharge into the public foul sewer | Cockerell Road, Corby | SP8990089800 | SP8983089780 | [54 empty] | 500 | mg/l | [54 empty] | 4 | l/s | [48 empty] | 10 | pH | 6 | pH | [18 empty] | 300 | mg/l | [8 empty] | 1000 | mg/l | [6 empty] | 43 | °C | [8 empty] | 7 | m³/d
CORBY STW | S01CORLANDKA | Direction | Live | No | TEDI-0128-2020 | Corby Landfill Site (closed) | off Rockingham Road | Corby, Northamptonshire |  |  |  | NN17 4AQ | 03/02/2021 | Used water consisting of treated leachate from Corby closed landfill site only. | Northamptonshire County Council | County Hall | George Row | Northampton |  |  | NN1 1DF | the manhole in the grass verge next to the cemetery on Rockingham Road, Corby | Rockingham Road, Corby | SP8769091130 | SP8769091130 | [24 empty] | 75 | mg/l | [28 empty] | 750 | mg/l |  |  |  |  | 750 | mg/l | [48 empty] | 1 | l/s | [48 empty] | 10 | pH | 6 | pH | [18 empty] | 400 | mg/l | [16 empty] | 43 | °C | [8 empty] | 100 | m³/d
CORBY STW | S01SOVEREIKA | Direction | Live | No | TEDI-0066-2021 | ADM Milling Limited | Flour Mill | 9 Brunel Road | Earlstrees Industrial Estate | Corby | Northamptonshire | NN17 4SL | 13/04/2021 | Used waters arising from the internal and external washing of commercial vehicles, after passing through a suitably sized interceptor. | ADM Milling Limited | ADM International Limited | Church Manorway | Erith | Kent |  | DA8 1DL | a point after the interceptor and prior to entering the public foul sewer | Brunel Road, Corby | SP8938090980 | SP8930090908 | [54 empty] | 4500 | mg/l | [54 empty] | 1 | l/s | [48 empty] | 11 | pH | 6 | pH | [18 empty] | 2000 | mg/l | [8 empty] | 1000 | mg/l | [6 empty] | 43 | °C | [8 empty] | 24 | m³/d | [14 empty] | 1.5 | mg/l
CORBY STW | S01CHEMENCKA | Direction | Live | No | TEDI-0137-2021 | Chemence Ltd | Building J | 13 Princewood Road | Earlstrees Industrial Estate | Corby | Northamptonshire | NN17 4XD | 15/02/2022 | Used waters from the i) Manufacture of adhesives & sealants ii) Bleed off from cooling towers. | Chemence Limited | 4th Floor | Imperial House | 8 Kean Street | London |  | WC2B 4AS | the discharge point from the final settlement tank | Princewood Road, Corby | SP8790091060 | SP8795091000 | [24 empty] | 15 | mg/l | [28 empty] | 20000 | mg/l |  |  |  |  | 500 | mg/l | [10 empty] | 1.5 | mg/l | [36 empty] | 0.5 | l/s | [48 empty] | 10 | pH | 6 | pH | [8 empty] | 200 | mg/l | [8 empty] | 2000 | mg/l |  |  |  |  | 1000 | mg/l | [10 empty] | 43 | °C | [8 empty] | 10 | m³/d | [14 empty] | 3 | mg/l
CORBY STW | S01CEREFORKA1 | Direction | Live | No | TEDI-0001-2022 | Cereform Limited | The Flour Mill | Brunel Road | Corby | Northamptonshire |  | NN17 4SL | 16/05/2022 | Used water from food testing laboratory. | Cereform Limited | Weston Centre | 10 Grosvenor Street | London |  |  | W1K 4QY | the laboratory discharge point, prior to discharging to the public foul sewer | Brunel Road | SP8938191002 | SP8925990912 | [54 empty] | 2500 | mg/l | [54 empty] | 1 | l/s | [36 empty] | 250 | mg/l | [10 empty] | 10 | pH | 6 | pH | [18 empty] | 2000 | mg/l | [16 empty] | 43 | °C | [8 empty] | 5 | m³/d
CORBY STW | S01CORCLAYKA1 | Consent | Live | No | TECO-0016-2022 | CCI International | Priors Haw Road | Corby | Northamptonshire |  |  | NN17 5PH | 30/03/2022 | Used water from the painting of clay pigeons. | Clark Clay Industries Limited T/A CCI International | Priors Haw Road | Corby | Northamptonshire |  |  | NN17 5PH | the manhole by pitch tank 1 | Priors Haw Road | SP9202790270 | SP9208790239 | [54 empty] | 20000 | mg/l | [54 empty] | 0.25 | l/s | [48 empty] | 10 | pH | 6 | pH | [18 empty] | 10000 | mg/l | [8 empty] | 1000 | mg/l | [6 empty] | 43 | °C | [8 empty] | 1.2 | m³/d | [14 empty] | 5 | mg/l
CORBY STW | S01AMBHYGIKA | Direction | Live | No | TEDI-0052-2022 | AMB Hygiene Limited | Unit 1 | Cavendish Courtyard | Weldon North Industrial Estate | Corby | Northamptonshire | NN17 5DZ | 11/05/2022 | Used water from the cleaning of mixing vessels used for the blending of cleaning agents. | AMB Hygiene Limited | Unit 1 | Cavendish Courtyard | Weldon North Industrial Estate | Corby | Northamptonshire | NN17 5DZ | the discharge from the floor gully | Sallow Road, Corby | SP9142090320 | SP9146090370 | [54 empty] | 2000 | mg/l |  |  |  |  | 200 | mg/l | [48 empty] | 1 | l/s | [48 empty] | 10 | pH | 6 | pH | [18 empty] | 250 | mg/l | [16 empty] | 43 | °C | [8 empty] | 0.5 | m³/d
CORBY STW | S01PETERLYKA | Direction | Live | No | TEDI-0054-2022 | Peterlynn Limited | Label House | Baird Road | Willowbrook North Industry | Corby | Northamptonshire | NN17 5ZA | 25/04/2022 | Used waters from the rinsing of water based ink trays. | Peterlynn Limited | Label House | Baird Road | Willowbrook North Industry | Corby | Northamptonshire | NN17 5ZA | a point from the sink in the washing area | Baird Road | SP9070690430 | SP9065790430 | [54 empty] | 5000 | mg/l | [16 empty] | 3 | mg/l | [36 empty] | 1 | l/s | [48 empty] | 10 | pH | 6 | pH | [18 empty] | 1000 | mg/l | [16 empty] | 43 | °C | [8 empty] | 1 | m³/d
CORBY STW | S01BIFFACOKA1 | Consent | Live | No | TECO-0077-2022 | BIFFA - Corby MRF | Pilot Road | Corby | Northamptonshire |  |  | NN17 5YH | 22/06/2022 | Used water from i) the external washing of vehicles ii) surface water run-off from material recycling facility. | BIFFA (CORBY) LIMITED | Coronation Road | Cressex | High Wycombe | Buckinghamshire |  | HP12 3TZ | the discharge point from the silt trap | Pilot Road | SP9020089700 | SP9023089670 | [54 empty] | 1000 | mg/l |  |  |  |  | 100 | mg/l | [48 empty] | 15 | l/s | [48 empty] | 10 | pH | 6 | pH | [18 empty] | 1500 | mg/l | [16 empty] | 43 | °C | [8 empty] | 100 | m³/d
CORBY STW | S01CASWELLKA1 | Direction | Live | No | TEDI-0147-2022 | Caswell & Company Ltd | 4 - 6 Princewood Road | Earlstrees Industrial Estate | Corby |  |  | NN17 4AP | 22/08/2022 | Used water arising from the cooling of adhesive pellets. | Caswell & Company Limited | 6 Princewood Road | Earlstrees Industrial Estate | Corby | Northamptonshire |  | NN17 4AP | the discharge point from the IBC, and prior to discharging to the public foul sewer | Princewood Road, Corby | SP8810091050 | SP8797691038 | [54 empty] | 10000 | mg/l |  |  |  |  | 200 | mg/l | [48 empty] | 0.28 | l/s | [48 empty] | 10 | pH | 6 | pH | [18 empty] | 500 | mg/l | [16 empty] | 43 | °C | [8 empty] | 1.5 | m³/d
CORBY STW | S01BCAFSCOKA1 | Direction | Live | No | TEDI-0146-2022 | BCA Fleet Solutions Limited | Corby 1 Wash 1 | Baird Road | Corby | Northamptonshire |  | NN17 5AE | 13/06/2022 | Used water from the external washing of vehicles and floor washing only. | BCA Fleet Solutions Limited | Headway House | Crosby Way | Farnham | Surrey |  | GU9 7XG | wash 1 manhole | Baird Road | SP9080890582 | SP9060690511 | [54 empty] | 2500 | mg/l | [54 empty] | 2 | l/s | [48 empty] | 11 | pH | 6 | pH | [18 empty] | 1000 | mg/l | [16 empty] | 43 | °C | [8 empty] | 3 | m³/d
CORBY STW | S01ALPHATKKA | Direction | Live | No | TEDI-0148-2022 | Alpha Tanker Services Limited | 5b & 5c Crucible Rd | Phoenix Parkway | Corby | Northamptonshire |  | NN17 5TS | 26/09/2022 | Effluent arising from (i) the treatment of tankered wastewaters, as specified and restricted under EPR Permit EPR/BP3197SB and as varied by EPR/AB3203UG/V004. The sources of landfill leachates restricted to only those originating from: Corby-Kettering Rd Site, Brixworth-Scaldwell Rd Site, Rushton-Oakley Road Site, Cranford-Thrapston Rd Site, Somersham-Short Drove Site, Mepal–Alkerton recycling compound and Godmanchester Landfill Site and (ii) Used waters from the external washing of vehicles. | Alpha Tanker Services Limited | Red Barn Cottage | Weekley | Kettering | Northamptonshire |  | NN16 9UN | the V-Notch weir of the Effluent Treatment Plant, and prior to discharging to the public foul sewer | Crucible Road, Corby | SP8970089300 | SP8983789255 | [24 empty] | 21 | mg/l | [28 empty] | 1500 | mg/l |  |  |  |  | 400 | mg/l | [48 empty] | 5.5 | l/s |  |  |  |  | 10 | mg/l | [42 empty] | 10 | pH | 6 | pH | [8 empty] | 15 | mg/l | [8 empty] | 500 | mg/l | [10 empty] | 1 | mg/l |  |  |  |  | 43 | °C | [8 empty] | 50 | m³/d
CORBY STW | S01BCAFSCOKA2 | Consent | Live | No | TECO-0107-2022 | BCA Fleet Solutions Limited | Corby 2 Wash 2 | Baird Road | Corby | Northamptonshire |  | NN17 5AE | 14/07/2022 | Used water from the external washing of vehicles only. | BCA Fleet Solutions Limited | Headway House | Crosby Way | Farnham | Surrey |  | GU9 7XG | Corby 2 Wash 2 | Baird Road | SP9050790536 | SP9060790512 | [54 empty] | 2500 | mg/l | [54 empty] | 2 | l/s | [48 empty] | 11 | pH | 6 | pH | [18 empty] | 1000 | mg/l | [16 empty] | 43 | °C | [8 empty] | 4 | m³/d
CORBY STW | S01NDCORBYKA | Direction | Live | Yes | TEDI-0287-2022 | NDLT Limited | 30 Burkitt Road | Earlstrees Industrial Estate | Corby | Northamptonshire |  | NN17 4DT | 11/07/2023 | Used Water arising from jet washing of plant and equipment. | NDLT Limited | 30 Burkitt Road | Earlstrees Industrial Estate | Corby | Northamptonshire |  | NN17 4DT | a point after the interceptor and prior to discharging into the public foul sewer | the rear of Burkitt Road | SP8859091100 | SP8863091120 | [48 empty] | 0.01 | mg/l |  |  |  |  | 2500 | mg/l | [54 empty] | 1 | l/s | [36 empty] | 250 | mg/l | [10 empty] | 11 | pH | 6 | pH | [18 empty] | 1000 | mg/l | [16 empty] | 43 | °C | [8 empty] | 1 | m³/d | [14 empty] | 5 | mg/l
CORBY STW | S01NEWCOLDKA1 | Consent | Live | No | TECO-0123-2023 | Newcold Corby Distribution Centre | Unit 9 | Curver Way | Corby | Northamptonshire |  | NN17 5XN | 11/05/2023 | Used water from the external washing of vehicles only. | Newcold UK II Limited | Headways Newmarket Lane | Stanley | Wakefield | West Yorkshire |  | WF3 4FE | Brendeck drainage outfall upstream of F1.3 | Curver Way | SP9105590286 | SP9088690205 | [54 empty] | 2500 | mg/l | [54 empty] | 0.75 | l/s | [48 empty] | 11 | pH | 6 | pH | [18 empty] | 1000 | mg/l | [16 empty] | 43 | °C | [8 empty] | 5.5 | m³/d
CORBY STW | S01SUNDOLIKA1 | Consent | Live | No | TECO-0059-2023 | Sundolitt Limited | Unit D3 | Fortify Way | Centrix Business Park | Corby | Northamptonshire | NN17 5DQ | 04/04/2023 | Used water from boiler blowdown. | Sundolitt Limited | Suite A2 | Stirling Agriculture Centre | Stirling |  |  | FK9 4RN | the outfall from trade waste tank | Fortify way | SP8970890846 | SP8977690841 | [54 empty] | 2000 | mg/l | [54 empty] | 0.5 | l/s | [48 empty] | 12.5 | pH | 6 | pH | [18 empty] | 1000 | mg/l | [16 empty] | 43 | °C | [8 empty] | 15 | m³/d
CORBY STW | S01TEFLEETKA1 | Consent | Live | No | TECO-0170-2023 | TE Fleet | Crucible Road | Corby | Northamptonshire |  |  | NN17 5TS | 12/07/2023 | Used water from the steam cleaning of vehicles including pre MOT steam cleaning. | Truckeast Limited | Venture Road | Lawn Farm Business Park | Woolpit | Bury St Edmunds | Suffolk | IP30 9RZ | the overflow pipe under grid flooring | Crucible Road | SP8991289277 | SP8989189220 | [54 empty] | 2500 | mg/l | [54 empty] | 1 | l/s | [36 empty] | 250 | mg/l | [10 empty] | 11 | pH | 6 | pH | [18 empty] | 1000 | mg/l | [16 empty] | 43 | °C | [8 empty] | 5 | m³/d | [14 empty] | 5 | mg/l
CORBY STW | S01JACKSONKAC | Direction | Live | No | TEDI-0164-2023 | Jackson's Bakery Ltd | Genner Road | Corby | Northamptonshire |  |  | NN17 5FD | 25/03/2024 | Used water from the manufacture of bakery products. | Jackson's Bakery Limited | The Riverside Building | Livingstone Road | Hessle | East Yorkshire |  | HU13 0DZ | the manhole F9 on site drainage plan | Genner Road, Corby | SP9007590278 | SP9011890320 | [54 empty] | 3000 | mg/l | [54 empty] | 4 | l/s | [36 empty] | 250 | mg/l | [10 empty] | 10 | pH | 6 | pH | [18 empty] | 2000 | mg/l | [8 empty] | 1000 | mg/l | [6 empty] | 43 | °C | [8 empty] | 15 | m³/d
CORBY STW | S01LONGCORKA1 | Consent | Live | No | TECO-0006-2024 | Long Marsh Limited | Courier Road | Corby | Northamptonshire |  |  | NN17 5DT | 17/01/2024 | Used water, after passage via an interceptor, from the external washing of vehicles only. | Long Marsh Limited | Heron House | The Embankment | Wellingborough | Northamptonshire |  | NN8 1LD | manhole after the interceptor | Courier Road | SP8942789208 | SP8945589289 | [54 empty] | 2500 | mg/l | [54 empty] | 1 | l/s | [48 empty] | 11 | pH | 6 | pH | [18 empty] | 1000 | mg/l | [16 empty] | 43 | °C | [8 empty] | 1 | m³/d
CORBY STW | S01AQUAGASKA1 | Consent | Live | No | TECO-0268-2023 | Aqua-Gas Manufacturing Limited | Arnsley Road | Weldon North Industrial Estate | Corby | Northamptonshire |  | NN17 5QW | 06/12/2023 | Used water from the leak testing of products. | Aqua-Gas Manufacturing Limited | Arnsley Road | Weldon North Industrial Estate | Corby | Northamptonshire |  | NN17 5QW | the leak test tanks | Arnsley Road | SP9203390083 | SP9200190044 | [54 empty] | 2000 | mg/l | [54 empty] | 1 | l/s | [36 empty] | 250 | mg/l | [10 empty] | 10 | pH | 6 | pH | [18 empty] | 1500 | mg/l | [16 empty] | 43 | °C | [8 empty] | 2 | m³/d | [14 empty] | 5 | mg/l
CORBY STW | S01RCSMITHKA | Direction | Live | No | TEDI-0075-2024 | Rhenus Logistics (Corby) Limited | Darwin Road | Willowbrook Industrial Estate | Corby | Northamptonshire |  | NN17 5XZ | 24/06/2024 | Used water, following passage via a suitably sized and maintained interceptor, from the external washing of vehicles only. | Rhenus Logistics (Corby) Limited | Rhenus Logistics Limited | Liverpool Road | Eccles | Manchester |  | M30 7RF | the point of discharge from the interceptor | Darwin Road, Corby | SP9058489864 | SP9055789942 | [54 empty] | 2500 | mg/l | [54 empty] | 1 | l/s | [48 empty] | 11 | pH | 6 | pH | [18 empty] | 1000 | mg/l | [16 empty] | 43 | °C | [8 empty] | 1 | m³/d
CORBY STW | S01POWTECHKA | Direction | Live | No | TEDI-0103-2024 | Powdertech (Corby) Limited | 5 Cockerell Road | Corby | Northamptonshire |  |  | NN17 5DU | 07/10/2024 | Used water from the coating of architectural Aluminium, steel and galvanized products. | Powdertech (Corby) Limited | 5 Cockerell Road | Corby | Northamptonshire |  |  | NN17 5DU | the final chamber of the settlement tank | Whittle Road, Corby | SP8982089770 | SP8983089780 | [54 empty] | 10000 | mg/l | [54 empty] | 3 | l/s | [48 empty] | 11 | pH | 7 | pH | [18 empty] | 250 | mg/l | [8 empty] | 1000 | mg/l | [6 empty] | 43 | °C | [8 empty] | 30 | m³/d | [14 empty] | 5 | mg/l
CORBY STW | S01BAKEWAYKA1 | Direction | Live | No | TEDI-0115-2024 | Bakeaway | Unit 1B | Centrix Business Park | Napier Road | Corby | Northamptonshire | NN17 5BE | 16/12/2024 | Used water from a bakery, after passage through a grease separator. | CÉRÉLIA UK LTD | Bakeaway Centrix Business Park | Furnace Way | Corby | Northamptonshire |  | NN17 5BE | the manhole in landscaped area to the front of the building | Napier Road | SP8990090463 | SP8989890409 | [54 empty] | 1000 | mg/l | [54 empty] | 4 | l/s | [48 empty] | 10 | pH | 6 | pH | [18 empty] | 500 | mg/l | [8 empty] | 1000 | mg/l | [6 empty] | 43 | °C | [8 empty] | 21 | m³/d
CORBY STW | S01WEETBIXKA3 | Consent | Live | No | TECO-0243-2024 | Weetabix Limited | Factory 2 | Earlstrees Road | Earlstrees Industrial Estate | Corby | Northamptonshire | NN17 4AZ | 19/11/2024 | Used water from the manufacture of breakfast cereals. | Weetabix Limited | Weetabix Mills | Burton Latimer | Kettering | Northamptonshire |  | NN15 5JR | the manhole beside security barrier at main entrance | Earlstrees Road | SP8885790542 | SP8885190558 | [54 empty] | 5000 | mg/l | [54 empty] | 15 | l/s | [48 empty] | 10 | pH | 6 | pH | [18 empty] | 2500 | mg/l | [16 empty] | 43 | °C | [8 empty] | 50 | m³/d
CORBY STW | S01DIMSUMCKA1 | Consent | Live | No | TECO-0246-2024 | HK Dim Sum | Unit F&G Marconi Courtyard | Brunel Road | Corby | Northamptonshire |  | NN17 4LT | 10/12/2024 | Used water from the cleaning of food production equipment and production area. | Foodie London Limited | Unit F&G Marconi Courtyard | Brunel Road | Corby | Northamptonshire |  | NN17 4LT | point from food preparation area drain | Brunel Road | SP8957990391 | SP8947690339 | [54 empty] | 2500 | mg/l | [54 empty] | 1 | l/s | [48 empty] | 10 | pH | 6 | pH | [18 empty] | 1000 | mg/l | [16 empty] | 43 | °C | [8 empty] | 1 | m³/d
CORBY STW | S01MERLEYPKA | Direction | Live | No | TEDI-0170-2024 | Merley Paper Converters Limited | Merley House | Pilot Road | Phoenix Parkway | Corby | Northamptonshire | NN17 5YH | 18/02/2025 | Used water containing very dilute ink and cleaning agents derived from flexographic printing machines. | Merley Paper Converters Limited | Merley House | Pilot Road | Phoenix Parkway | Corby | Northamptonshire | NN17 5YH | a point prior to discharging to the public foul sewer. | Pilot Road, Corby | SP8990089350 | SP8995089340 | [54 empty] | 10000 | mg/l | [16 empty] | 3 | mg/l | [36 empty] | 1 | l/s | [48 empty] | 10 | pH | 6 | pH | [18 empty] | 700 | mg/l | [16 empty] | 43 | °C | [8 empty] | 0.25 | m³/d | [14 empty] | 5 | mg/l
CORBY STW | S01KEENLTDKA | Direction | Live | No | TEDI-0174-2024 | Keencut | Baird Road | Willowbrook Industrial Estate | Corby | Northamptonshire |  | NN17 5ZA | 27/01/2025 | Used water comprising dilute liquid compound containing particles of ceramic and plastic abrasive waste used in the de-burring of aluminium and steel components. | Keencut Technology Limited | Baird Road | Willowbrook Industrial Estate | Corby | Northamptonshire |  | NN17 5ZA | the discharge point located at NGR SP90609050 | Baird Road, Corby | SP9068090470 | SP9056090430 | [54 empty] | 1000 | mg/l | [54 empty] | 1 | l/s | [48 empty] | 10 | pH | 6 | pH | [18 empty] | 500 | mg/l | [16 empty] | 43 | °C | [8 empty] | 2 | m³/d
CORBY STW | S01MACEMANKA | Direction | Live | No | TEDI-0177-2024 | Macemain + Amstad Limited | Boyle Road | Willowbrook Industrial Estate | Corby | Northamptonshire |  | NN17 5XU | 07/04/2025 | Used water from the pre-treatment of fabricated metal street furniture, with cleaner and Aluchrom. | Macemain + Amstad Limited | Boyle Road | Willowbrook Industrial Estate | Corby | Northamptonshire |  | NN17 5XU | the discharge point from the rinse tank, prior to discharge to the public foul sewer | Darwin Road, Corby | SP9050090000 | SP9053089660 | [54 empty] | 200 | mg/l |  |  |  |  | 200 | mg/l | [6 empty] | 3.5 | mg/l | [40 empty] | 1 | l/s | [48 empty] | 10 | pH | 6 | pH | [18 empty] | 150 | mg/l | [16 empty] | 43 | °C | [8 empty] | 1 | m³/d | [14 empty] | 3.5 | mg/l
CORBY STW | S01WEETBIXKA2 | Direction | Live | No | TEDI-0155-2024 | Weetabix Ltd | Factory 2 | Earlstrees Road | Earlstrees Industrial Estate | Corby | Northamptonshire | NN17 4AZ | 20/01/2025 | Used water from i)the manufacture of breakfast cereals ii) boiler blow-down. | Weetabix Limited | Weetabix Mills | Burton Latimer | Kettering | Northamptonshire |  | NN15 5JR | the inspection chamber of the flow recorder unit adjacent to the sub station | South West Corner of the Site | SP8898090330 | SP8884090310 | [54 empty] | 9000 | mg/l |  |  |  |  | 600 | mg/l | [48 empty] | 15 | l/s | [48 empty] | 10 | pH | 6 | pH | [8 empty] | 22.5 | mg/l | [8 empty] | 2000 | mg/l | [8 empty] | 1000 | mg/l | [6 empty] | 43 | °C | [8 empty] | 100 | m³/d
CORBY STW | S01BENTELRKA | Direction | Live | No | TEDI-0013-2025 | Benteler Automotive UK Limited | Baird Road | Willowbrook North Industrial Estate | Corby | Northamptonshire |  | NN17 5BB | 04/09/2025 | Used water comprising of i) pre-treated rinse waters from a phosphate pre-treatment and electrocoat production process ii) discharge from a cooling tower iii) compressor condensate iv) floor cleaner. | Benteler Automotive UK Limited | Baird Road | Willowbrook North Industrial Estate | Corby | Northamptonshire |  | NN17 5BB | the Open chamber on North side of the building | Steel Road, Corby | SP9076090520 | SP9077090390 | [54 empty] | 1000 | mg/l | [54 empty] | 1.5 | l/s | [32 empty] | 3 | mg/l | [14 empty] | 10 | pH | 6 | pH | [8 empty] | 15 | mg/l | [8 empty] | 300 | mg/l | [8 empty] | 1000 | mg/l | [6 empty] | 43 | °C | [8 empty] | 50 | m³/d | [14 empty] | 5 | mg/l
CORBY STW | S01DAYDOSEKA2 | Consent | Live | No | TECO-0198-2024 | Daily Dose Limited | 85 Manton Road | Earlstrees Industrial Estate | Corby | Northamptonshire |  | NN17 4JL | 08/10/2024 | Used water from the production and distribution of Cold-Pressed Juices. | Daily Dose Limited | Daily Dose Bbo Dance | Ensign House | London |  |  | SW18 1TA | the manhole in car park | Manton road | SP8912990578 | SP8916590592 | [54 empty] | 7500 | mg/l | [54 empty] | 1 | l/s | [48 empty] | 10 | pH | 6 | pH | [18 empty] | 1000 | mg/l | [16 empty] | 43 | °C | [8 empty] | 25 | m³/d | [14 empty] | 1.5 | mg/l
CORBY STW | S01TEM0226KA1 | Consent | Live | No | TECO-0162-2025 | Winvic Construction Limited | Westbound Discharge | Weldon Road | Corby | Northamptonshire |  | NN17 5UA | 22/08/2025 | Settled water from the tunnelling works, only to be discharged during the period from th 1st Spetember 2025 to the 31st March 2026 inclusive. | Winvic Construction Limited | Brampton House | 19 Tenter Road | Moulton Park | Northampton |  | NN3 6PZ | the point from the outlet of the settlement device | Weldon Road, Corby | SP9020989959 | SP9020989959 | [54 empty] | 2500 | mg/l | [54 empty] | 15 | l/s | [48 empty] | 10 | pH | 6 | pH | [18 empty] | 1000 | mg/l | [16 empty] | 43 | °C | [8 empty] | 20 | m³/d
CORBY STW | S01WASTE4GKA | Direction | Live | No | TEDI-0116-2025 | Waste4Generation Limited | 12B Earlstrees Road | Earlstrees Industrial Estate | Corby | Northamptonshire |  | NN17 4AZ | 24/11/2025 | Used waters from i) treatment of high strength wastes through anaerobic digestion ii) low strength wastes to bypass AD treatment for discharge in compliance with consent conditions. | Waste4Generation Limited | 12B Earlstrees Road | Earlstrees Industrial Estate | Corby | Northamptonshire |  | NN17 4AZ | the tap after the flow meter | Earlstrees Road | SP8884590832 | SP8872790762 | [24 empty] | 100 | mg/l | [28 empty] | 5000 | mg/l |  |  |  |  | 1000 | mg/l | [10 empty] | 1 | mg/l | [36 empty] | 7 | l/s | [36 empty] | 100 | mg/l | [10 empty] | 10 | pH | 6 | pH | [18 empty] | 1000 | mg/l | [8 empty] | 1000 | mg/l | 1 | mg/l |  |  |  |  | 43 | °C | [8 empty] | 150 | m³/d | [14 empty] | 1 | mg/l
CORBY STW | S01SPL INDKA | Direction | Live | No | TEDI-0172-2025 | Spirol Industries Limited | 17 Princewood Road | Earlstrees Industrial Estate | Corby | Northamptonshire |  | NN17 4ET | 12/01/2026 | Used water generated from the following: washing of oil contaminated components, floor washing, hardness testing equipment, compressor condensate (following oil/water separation). | Spirol Industries Limited | 17 Princewood Road | Earlstrees Industrial Estate | Corby | Northamptonshire |  | NN17 4ET | the machine on the shop floor prior to discharge to the public foul sewer | Princewood Road, Corby | SP8853091420 | SP8857091370 | [54 empty] | 8900 | mg/l | [54 empty] | 1 | l/s | [36 empty] | 500 | mg/l | [10 empty] | 10 | pH | 6 | pH | [18 empty] | 2000 | mg/l | [16 empty] | 43 | °C | [8 empty] | 0.075 | m³/d | [14 empty] | 2 | mg/l
CORBY STW | S01TEM0225KA1 | Consent | Live | No | TECO-0163-2025 | Winvic Construction Limited | Eastbound Discharge | Weldon Road | Corby | Northamptonshire |  | NN17 5UA | 22/08/2025 | Settled water from the tunnelling works, only to be discharged during the period from the 1st September 2025 to the 31st March 2026 inclusive | Winvic Construction Limited | Brampton House | 19 Tenter Road | Moulton Park | Northampton |  | NN3 6PZ | the point from the outlet of the settlement device | Weldon Road Corby | SP9020388995 | SP9020388995 | [54 empty] | 2500 | mg/l | [54 empty] | 15 | l/s | [48 empty] | 10 | pH | 6 | pH | [18 empty] | 1000 | mg/l | [16 empty] | 43 | °C | [8 empty] | 20 | m³/d
CORBY STW | S01CORB000KA1 | Consent | Live | No | TECO-0226-2025 | Copart UK Limited | Eddington Road | Corby | Northamptonshire |  |  | NN17 3AS | 08/12/2025 | Used water, after passage via an interceptor, from the external washing of vehicles only. | Copart UK Limited | Acrey Fields | Woburn Road | Wootton | Bedfordshire |  | MK43 9EJ | manhole mhf12 on site drainage plan | a point via private drainage to Shelton Road | SP9033591179 | SP9111190892 | [54 empty] | 2500 | mg/l | [54 empty] | 0.15 | l/s | [48 empty] | 11 | pH | 6 | pH | [18 empty] | 1000 | mg/l | [16 empty] | 43 | °C | [8 empty] | 2.5 | m³/d
COTTESMORE STW | S01HAMBLETKA1 | Consent | Live | No | TECO-0206-2021 | Hambleton Bakery Limited | Hooby Lane | Stretton | Oakham | Rutland |  | LE15 7WS | 11/11/2021 | Used water from the production of bread products. | Hambleton Bakery Limited | The Old Hall | Main Street | Market Overton | Oakham | Rutland | LE15 7PL | the manhole near to bin store | Hooby Lane | SK9458216038 | SK9456215985 | [54 empty] | 1000 | mg/l | [54 empty] | 4 | l/s | [36 empty] | 250 | mg/l | [10 empty] | 10 | pH | 6 | pH | [18 empty] | 1000 | mg/l | [8 empty] | 1000 | mg/l | [6 empty] | 43 | °C | [8 empty] | 1.5 | m³/d
COTTESMORE STW | S01TEM0228KA1 | Consent | Live | No | TECO-0188-2025 | Willmott Dixon Construction Limited | Kendrew Barracks, Cottesmore | Oakham, Lincolnshire |  |  |  | LE15 7BL | 09/10/2025 | Used waters arising from tool and boot washing and concrete washout following pH correction, only to be discharged during the period from 9th October 2025 to 8th April 2026 inclusive. | Willmott Dixon Construction Limited | Suite 201, The Spirella Building | Bridge Road, Letchworth Garden City | Hertfordshire |  |  | SG6 4ET | the Blue rinse base unit, prior to discharge to the public foul sewer | MH 2000, Cottesmore Road, Oakham, LE15 7BA | SK9086915272 | SK9128715032 | [54 empty] | 1000 | mg/l | [54 empty] | 0.6 | l/s | [48 empty] | 10 | pH | 6 | pH | [18 empty] | 1000 | mg/l | [16 empty] | 43 | °C | [8 empty] | 0.5 | m³/d
COTTON VALLEY STW | S014004E46KA1 | Consent | Live | No | ACV 64 | M K Bincare | 38 Colindale Street | Monkston Park | Milton Keynes | Buckinghamshire |  | MK10 9PJ | 03/06/2010 | Wastewaters arising from the washing of domestic wheelie bins | Alan Delves | 38 Colindale Street | Monkston Park | Milton Keynes | Buckinghamshire |  | MK10 9PJ | at the discharge pipe of the filtration unit prior to discharging to the public foul sewer | at Colindale Street, Milton Keynes | SP8828038130 | SP8831038110 | [54 empty] | 2000 | mg/l | [54 empty] | 0.2 | m³/hr | [36 empty] | 250 | mg/l | [10 empty] | 10 | pH | 6 | pH | [18 empty] | 1000 | mg/l | [8 empty] | 1000 | mg/l | [6 empty] | 45 | °C | [8 empty] | 0.2 | m³/d
COTTON VALLEY STW | S014004D72KA1 | Consent | Live | No | ACQ 04 | TCS Broughton | Childs Way | Broughton | Milton Keynes | Buckinghamshire |  | MK10 9AB | 18/04/2005 | Wastewaters generated from automatic carwash. | Total UK Limited | 40 Claredon Road | Watford | Hertfordshire |  |  | WD17 1TQ | at rear of sales area at interceptor manhole | in Childs Way | SP8881039700 | SP8881039700 | [54 empty] | 2000 | mg/l | [54 empty] | 0.25 | m³/hr | [36 empty] | 200 | mg/l | [10 empty] | 10 | pH | 6 | pH | [18 empty] | 1000 | mg/l | [8 empty] | 1000 | mg/l | [6 empty] | 45 | °C | [8 empty] | 1.5 | m³/d
COTTON VALLEY STW | S014004D96KA1 | Consent | Live | No | ACR 78 | MK Metro Limited | Van Centre | Chesney Wold | Bleak Hall | Milton Keynes | Buckinghamshire | MK6 1NE | 03/07/2006 | Wastewaters generated from jet washing of vehicles and plant. | MK Metro Limited | 1 Admiral Way | Doxford International Business Park | Sunderland | Tyne & Wear |  | SR3 3XP | at a point prior to discharge into the public foul sewer | at Chesney Wold | SP8550036620 | SP8550036620 | [54 empty] | 2000 | mg/l | [54 empty] | 0.25 | m³/hr | [36 empty] | 200 | mg/l | [10 empty] | 10 | pH | 6 | pH | [18 empty] | 1000 | mg/l | [8 empty] | 1000 | mg/l | [6 empty] | 45 | °C | [8 empty] | 1.5 | m³/d
COTTON VALLEY STW | S014004E39KA1 | Consent | Live | No | ACU 139 | Souls of Milton Keynes | Ward Road | Bletchley | Milton Keynes | Buckinghamshire |  | MK1 1JA | 27/10/2009 | Wastewater from the external washing of vehicles only, after passing through a maintained interceptor. | Soul Garages Limited | 13-19 High Street South | Olney | Buckinghamshire |  |  | MK46 4AA | at the outlet from the interceptor prior to discharging to the public foul sewer | at Ward Road, Bletchley | SP8805035040 | SP8804035020 | [54 empty] | 2000 | mg/l | [54 empty] | 0.5 | m³/hr | [36 empty] | 250 | mg/l | [10 empty] | 11 | pH | 6 | pH | [18 empty] | 1000 | mg/l | [8 empty] | 1000 | mg/l | [6 empty] | 45 | °C | [8 empty] | 1 | m³/d
COTTON VALLEY STW | S014004E27KA1 | Consent | Live | No | ACU 09 | Roni's Car Wash | Watling Street | Milton Keynes | Buckinghamshire |  |  | MK4 21AQ | 23/04/2009 | Wastewaters arising from the external washing of vehicles after passage through an interceptor | Ylli Shehu | Peartree Bridge Service Station | Waterside | Peartree Bridge | Milton Keynes | Buckinghamshire | MK6 3BX | at outlet from the interceptor prior to discharging to the public foul sewer | at the 900mm sewer in Watling Street, Milton Keynes | SP8541035890 | SP8537035930 | [54 empty] | 2000 | mg/l | [54 empty] | 1 | m³/hr | [36 empty] | 250 | mg/l | [10 empty] | 11 | pH | 6 | pH | [18 empty] | 1000 | mg/l | [8 empty] | 1000 | mg/l | [6 empty] | 45 | °C | [8 empty] | 1 | m³/d
COTTON VALLEY STW | S014004D98KA1 | Consent | Live | No | ACR 201 | ARC Carwash | Winchester Circle | Kingston | Milton Keynes | Buckinghamshire |  | MK10 0AH | 07/12/2006 | Wastewaters generated via an automatic roll-over car wash facility. All Trade Effluent to be discharged via on-site oil/water separation. | Anduff Carwash | 35-37 Amersham Hill | High Wycombe | Buckinghamshire |  |  | HP13 6NU | at a point prior to discharge into the public sewer | at Winchester Ciircle, Kingston | SP8988038290 | SP8988038290 | [54 empty] | 2000 | mg/l | [54 empty] | 2 | l/s | [36 empty] | 250 | mg/l | [10 empty] | 11 | pH | 6 | pH | [18 empty] | 1000 | mg/l | [8 empty] | 1000 | mg/l | [6 empty] | 45 | °C | [8 empty] | 12 | m³/d
COTTON VALLEY STW | S014004E32KA1 | Consent | Live | No | ACU 51 | Alpla UK Limited | Lasborough Road | Kingston | Milton Keynes | Buckinghamshire |  | MK10 0AB | 18/06/2009 | Wastewaters arising from compressor condensate | Alpla UK Limited | Bridge Street | Golborne | Warrington | Cheshire |  | WA3 3BB | at the discharge pipe from the compressor | Lasborough Road, Milton Keynes | SP9034038320 | SP9030038280 | [54 empty] | 2000 | mg/l | [54 empty] | 1 | m³/hr | [36 empty] | 250 | mg/l | [10 empty] | 10 | pH | 6 | pH | [18 empty] | 1000 | mg/l | [8 empty] | 1000 | mg/l | [6 empty] | 45 | °C | [8 empty] | 1 | m³/d
COTTON VALLEY STW | S014004E31KA1 | Consent | Live | No | ACU 50 | Alpla UK Limited | Lasborough Road | Kingston | Milton Keynes | Bucks |  | MK10 0AB | 17/06/2009 | Wastewaters arising from cooling tower bleed off | Alpla UK Limited | Bridge Street | Golborne | Warrington | Cheshire |  | WA3 3BB | The discharge pipe in plant room prior to discharging to the public foul sewer | at Lasborough Road, Kingston Milton Keynes | SP9033038320 | SP9030038280 | [54 empty] | 2000 | mg/l | [54 empty] | 1 | m³/hr | [36 empty] | 250 | mg/l | [10 empty] | 10 | pH | 6 | pH | [18 empty] | 1000 | mg/l | [8 empty] | 1000 | mg/l | [6 empty] | 45 | °C | [8 empty] | 6 | m³/d
COTTON VALLEY STW | S014004E29KA1 | Consent | Live | No | ACU 49 | Tickford Powertrain Test Limited | 8 Tanners Drive | Milton Keynes | Buckinghamshire |  |  | MK14 5BN | 17/06/2009 | Wastewaters arising from cooling tower bleed off | Tickford Powertrain Test Limited | The Olde Bakehouse | 156 Watling Street East | Towcester | Northamptonshire |  | NN12 6DB | at the discharge pipe in the plant room prior to discharging to the public foul sewer | at Tanners Drive, Milton Keynes | SP8616042770 | SP8614042730 | [54 empty] | 1000 | mg/l | [54 empty] | 3 | m³/hr | [36 empty] | 250 | mg/l | [10 empty] | 10 | pH | 6 | pH | [18 empty] | 500 | mg/l | [8 empty] | 1000 | mg/l | [6 empty] | 45 | °C | [8 empty] | 6 | m³/d
COTTON VALLEY STW | S014004E30KA1 | Consent | Live | No | ACU 46 | ARC Carwash 1628 | Asda Milton Keynes | Bletcham Way | Milton Keynes | Buckinghamshire |  | MK1 1QB | 10/06/2009 | Wastewaters from the external washing of vehicles via a jet wash & automatic roll-over wash facility, after passage through an interceptor | Anduff Holdings Limited | 35 - 37 Amersham Hill | High Wycombe | Buckinghamshire |  |  | HP13 6NU | at the outlet from the interceptor | Bletcham Way, Milton Keynes | SP8762034330 | SP8746034320 | [54 empty] | 2000 | mg/l | [54 empty] | 5 | m³/hr | [36 empty] | 250 | mg/l | [10 empty] | 11 | pH | 6 | pH | [18 empty] | 1000 | mg/l | [8 empty] | 1000 | mg/l | [6 empty] | 45 | °C | [8 empty] | 20 | m³/d
COTTON VALLEY STW | S014004E19KA1 | Consent | Live | No | ACT 67 | 3 Counties Vehicle Hire Limited | Burners Lane South | Kiln Farm | Milton Keynes |  |  | MK11 3LT | 20/08/2008 | Waste waters from the external washing of vehicles after passing through a suitably sized and maintained 3-stage interceptor | 3 Counties Vehicle Hire Limited | Norflex House | Allington Way | Darlington | County Durham |  | DL1 4DY | at a point after the interceptor and prior to discharging to the public foul sewer | Potters Lane, Milton Keynes | SP8099039570 | SP8096039550 | [54 empty] | 2000 | mg/l | [54 empty] | 0.3 | l/s | [36 empty] | 250 | mg/l | [10 empty] | 11 | pH | 6 | pH | [18 empty] | 1000 | mg/l | [8 empty] | 1000 | mg/l | [6 empty] | 45 | °C | [8 empty] | 1 | m³/d
COTTON VALLEY STW | S014004E65KA1 | Consent | Live | No | ACX 27 | Avis Rent A Car Limited | 10 Duncombe Street | Bletchley | Milton Keynes | Buckinghamshire |  | MK2 2LY | 08/06/2012 | Wastewaters arising from the external washing of vehicles | Avis Rent A Car Limited | Avis House | Park Road | Bracknell | Berkshire |  | RG12 2EW | at the discharge from the final chamber of the interceptor | at Duncombe Street, Bletchley | SP8694033500 | SP8696033510 | [54 empty] | 2500 | mg/l | [54 empty] | 2 | l/s | [36 empty] | 250 | mg/l | [10 empty] | 11 | pH | 6 | pH | [18 empty] | 1000 | mg/l | [8 empty] | 1000 | mg/l | [6 empty] | 45 | °C | [8 empty] | 1.5 | m³/d
COTTON VALLEY STW | S014004E96KA1 | Consent | Live | No | ACZ 145 | Shred It Ltd | Unit 4, Plover Close | Interchange Park | Newport Pagnell |  |  | MK16 9PS | 10/10/2014 | Used waters from the external washing of vehicles only. | Shred It Limited | Unit 1 Foresters Green | Trafford Park | Manchester |  |  | M17 1EJ | at a suitable point prior to discharging to the public foul sewer | at North Crawley Road | SP8886543317 | SP8884243347 | [54 empty] | 2500 | mg/l | [54 empty] | 1 | l/s | [36 empty] | 250 | mg/l | [10 empty] | 11 | pH | 6 | pH | [18 empty] | 1000 | mg/l | [8 empty] | 1000 | mg/l | [6 empty] | 45 | °C | [8 empty] | 0.5 | m³/d
COTTON VALLEY STW | S014004E93KA1 | Consent | Live | No | ACZ 134 | Horne's Brewery Company | 19B Station Road | Bow Brickhill | Milton Keynes |  |  | MK17 9JU | 25/09/2014 | Used water from the washing & sterilising of brewing equipment, used in a mirco-brewery. | Ryan Horne & Colette Morris - T/A Horne's Brewery Company | 19B Station Road | Bow Brickhill | Milton Keynes | Buckinghamshire |  | MK17 9JU | at discharge pipe in production area | at Station Road | SP9027634721 | SP9027134670 | [54 empty] | 10000 | mg/l | [54 empty] | 1 | l/s | [36 empty] | 250 | mg/l | [10 empty] | 10 | pH | 6 | pH | [18 empty] | 1000 | mg/l | [8 empty] | 1000 | mg/l | [6 empty] | 45 | °C | [8 empty] | 1 | m³/d
COTTON VALLEY STW | S014004E76KA1 | Consent | Live | No | ACX 224 | AFI Uplift Limited | Block 6, Chesney Wold | Bleak Hall | Milton Keynes | Buckinghamshire |  | MK6 1LA | 02/04/2013 | Wastewaters arising from the external washing of plant and equipment | AFI Uplift Limited | 2nd Floor, West Wing | Diamond House, Diamond Business Park | Thornes Moor Road | Wakefield, West Yorkshire |  | WF2 8PT | at a point after Interceptor Tank and before discharge to foul sewer | at Chesney Wold, Milton Keynes | SP8600036070 | SP8602036090 | [54 empty] | 2500 | mg/l | [54 empty] | 2 | l/s | [36 empty] | 250 | mg/l | [10 empty] | 11 | pH | 6 | pH | [18 empty] | 1000 | mg/l | [8 empty] | 1000 | mg/l | [6 empty] | 45 | °C | [8 empty] | 1 | m³/d
COTTON VALLEY STW | S014004E81KA1 | Consent | Live | No | ACY 111 | Parcelforce | Unit 7 | Michigan Drive | Tongwell | Milton Keynes | Buckinghamshire | MK15 8HQ | 23/09/2013 | Used waters arising from the external washing of vehicles | Royal Mail Group Limited | 100 Victoria Embankment | London |  |  |  | EC4Y 0HQ | at a point prior to discharging to the public foul sewer | in Michigan Drive, Tongwell, Milton Keynes | SP8740041810 | SP8742041920 | [54 empty] | 2500 | mg/l | [54 empty] | 1 | l/s | [36 empty] | 250 | mg/l | [10 empty] | 11 | pH | 6 | pH | [18 empty] | 1000 | mg/l | [8 empty] | 1000 | mg/l | [6 empty] | 45 | °C | [8 empty] | 1.5 | m³/d
COTTON VALLEY STW | S014004E84KA1 | Consent | Live | No | ACY 181 | Dawsonrentals Vans Limited | Dawson Road, Mount Farm | Bletchley, Milton Keynes | Buckinghamshire |  |  | MK1 1JN | 19/12/2013 | Used waters generated from the external washing of vehicles. | Dawsonrentals Vans Limited | Delaware Drive | Tongwell, Milton Keynes | Buckinghamshire |  |  | MK15 8JH | at a point prior to discharge into the public foul sewer | at the rear of the premises (NGR: SP8761935281) | SP8757135298 | SP8761935281 | [54 empty] | 2500 | mg/l | [54 empty] | 1 | l/s | [36 empty] | 250 | mg/l | [10 empty] | 11 | pH | 6 | pH | [18 empty] | 1000 | mg/l | [8 empty] | 1000 | mg/l | [6 empty] | 45 | °C | [8 empty] | 1 | m³/d
COTTON VALLEY STW | S014004E75KA1 | Consent | Live | No | ACX 214 | Roni Hand Car Wash Limited | Peartree Bridge Service Station | Waterside | Milton Keynes | Buckinghamshire |  | MK6 3BX | 07/03/2013 | Wastewater from the external washing of vehicles only. | Roni Hand Car Wash Limited | Peartree Bridge Service Station | Waterside | Milton Keynes | Buckinghamshire |  | MK6 3BX | at a point prior to discharge to the public foul sewer | at Marlborough Street, Milton Keynes | SP8706037400 | SP8703037390 | [54 empty] | 2500 | mg/l | [54 empty] | 1 | m³/hr | [36 empty] | 250 | mg/l | [10 empty] | 11 | pH | 6 | pH | [18 empty] | 1000 | mg/l | [8 empty] | 1000 | mg/l | [6 empty] | 45 | °C | [8 empty] | 5 | m³/d
COTTON VALLEY STW | S014004E82KA1 | Consent | Live | No | ACY 130 | Fedex UK Limited | Fedex UK (Southern Hub) | Unit 6 Marston Gate Distrib. Centre | Badgers Rise, Ridgmont | Bedfordshire |  | MK43 0YL | 15/10/2013 | Used waters arising, after passage through an interceptor, from the external washing of vehicles | Fedex UK Limited | Parkhouse East Industrial Estate | Newcastle-under-Lyme | Staffordshire |  |  | ST5 7RB | at a suitable point after the interceptor and prior to discharging to the foul sewer | at NGR SP9673337966 in Badgers Rise, Ridgmont | SP9668038020 | SP9673037960 | [54 empty] | 2500 | mg/l | [54 empty] | 1 | l/s | [36 empty] | 250 | mg/l | [10 empty] | 11 | pH | 6 | pH | [18 empty] | 1000 | mg/l | [8 empty] | 1000 | mg/l | [6 empty] | 45 | °C | [8 empty] | 3 | m³/d
COTTON VALLEY STW | S014004E63KA1 | Consent | Live | No | ACX 10 | Wolverton Pool | Aylesbury Street West | Wolverton | Milton Keynes | Buckinghamshire |  | MK12 5BS | 30/04/2012 | Wastewater from filter backwash operation and the periodic emptying of pool contents. | Wolverton & Watling Way Pools Leisure Trust | Watling Way Centre | Galley Hill | Stony Stratford | Milton Keynes | Buckinghamshire | MK11 1PA | at the discharge pipe from the filter backwash plant room | at V5 Great Monks Street | SP8102040730 | SP8052040640 | [54 empty] | 1000 | mg/l | [10 empty] | 5 | mg/l | [42 empty] | 5 | l/s | [36 empty] | 250 | mg/l | [10 empty] | 10 | pH | 6 | pH | [18 empty] | 1000 | mg/l | [8 empty] | 1000 | mg/l | [6 empty] | 45 | °C | [8 empty] | 15 | m³/d
COTTON VALLEY STW | S014004E77KA1 | Consent | Live | No | ACY 47 | Formula One Autocentre Ltd | Unit 12, Dane Road | Bletchley | Buckinghamshire |  |  | MK1 1JQ | 06/06/2013 | Wastewater arising from the external washing of vehicles only. | Formula One Autocentres Limited | Aston House | Boulton Road | Stevenage | Hertfordshire |  | SG1 4QX | at a point prior to discharging into the public foul sewer | at Bond Avenue, Bletchley | SP8794034810 | SP8793083480 | [54 empty] | 2500 | mg/l | [54 empty] | 1 | l/s | [36 empty] | 250 | mg/l | [10 empty] | 11 | pH | 6 | pH | [18 empty] | 1000 | mg/l | [8 empty] | 1000 | mg/l | [6 empty] | 45 | °C | [8 empty] | 2 | m³/d
COTTON VALLEY STW | S014004F09KA1 | Consent | Live | No | ACZ 321 | Culina Logistics | Whitehall Avenue | Kingston | Milton Keynes | Buckinghamshire |  | MK10 0AL | 15/07/2015 | Used water from the external washing of vehicles only. | M.K. Fleetclean Limited | Invicta House | Badgemore Court | Two Mile Ash | Milton Keynes, Buckinghamshire |  | MK8 8AF | at the holding tank, prior to discharge to the public foul sewer | at Whitehall Avenue | SP9059138153 | SP9058138325 | [54 empty] | 2500 | mg/l | [54 empty] | 1 | l/s | [48 empty] | 11 | pH | 6 | pH | [18 empty] | 1000 | mg/l | [16 empty] | 45 | °C | [8 empty] | 1 | m³/d
COTTON VALLEY STW | S014004F06KA1 | Consent | Live | No | ACZ 295 | Knorr-Bremse Rail Services | Stratford Road | Wolverton | Milton Keynes |  |  | MK12 5NT | 14/05/2015 | Used waters arising from the leak testing, after corrosion repair of trains. | Knorr-Bremse Rail Services (UK) Limited | Westinghouse Way | Hampton Park East | Melksham | Wiltshire |  | SN12 6TL | at a suitable point, prior to discharge to the public foul sewer | at Stratford Road | SP8128241170 | SP8125941125 | [54 empty] | 2500 | mg/l | [54 empty] | 1 | l/s | [36 empty] | 250 | mg/l | [10 empty] | 10 | pH | 6 | pH | [18 empty] | 1000 | mg/l | [8 empty] | 1000 | mg/l | [6 empty] | 45 | °C | [8 empty] | 1 | m³/d
COTTON VALLEY STW | S014004F05KA1 | Consent | Live | No | ACZ 286 | Enterprise Rent-A-Car | c/o Pennings Accident Repair Centre | Northfield Drive | Milton Keynes | Buckingham |  | MK15 0DQ | 29/04/2015 | Used waters arising from the external washing of vehicles. | Enterprise Rent-A-Car UK Limited | c/o Steve Young | Enterprise House | Vicarage Road | Egham, Surrey |  | TW20 9FB | at a suitable point prior to discharge to the public foul sewer | at Northfield Drive | SP8865639950 | SP8862139955 | [54 empty] | 2500 | mg/l | [54 empty] | 1 | l/s | [48 empty] | 11 | pH | 6 | pH | [18 empty] | 1000 | mg/l | [16 empty] | 45 | °C | [8 empty] | 4.3 | m³/d
COTTON VALLEY STW | S014004E56KA1 | Consent | Live | No | ACW 10 | Hand Card Wash | 1 Findlay Way | Bletchley | Milton Keynes | Buckinghamshire |  | MK2 2YZ | 07/07/2011 | Wastewater after passage, via a 3 stage interceptor, arising from the external washing of vehicles only. | Miss Louise Irvin - T/A Hand Car Wash | 1 Findlay Way | Bletchley | Milton Keynes | Buckinghamshire |  | MK2 2YZ | a suitable point after interceptor, prior to discharge to the public foul sewer. | at Westfield Road, Bletchley | SP8746033610 | SP8741033600 | [54 empty] | 2500 | mg/l | [54 empty] | 2 | l/s | [36 empty] | 250 | mg/l | [10 empty] | 11 | pH | 6 | pH | [18 empty] | 1000 | mg/l | [8 empty] | 1000 | mg/l | [6 empty] | 45 | °C | [8 empty] | 5 | m³/d
COTTON VALLEY STW | S014004E58KA1 | Consent | Live | No | ACW 129 | Kutting UK Limited | 16 Tanners Drive | Blakelands | Milton Keynes | Buckinghamshire |  | MK14 5BN | 28/12/2011 | Wastewater from the cooling of the extrusion process employed in the manufacturing of hydraulic hoses, and from the hydrostatic testing of hydraulic hoses. | Kutting UK Limited | Church View Chambers | 38 Market Square | Toddington | Bedfordshire |  | LU5 8RW | at discharge pipe in production area, prior to discharge to the public foul sewer | at Tanners Drive, Milton Keynes | SP8626042800 | SP8626042830 | [54 empty] | 2000 | mg/l | [54 empty] | 0.2 | l/s | [36 empty] | 250 | mg/l | [10 empty] | 10 | pH | 6 | pH | [18 empty] | 1000 | mg/l | [8 empty] | 1000 | mg/l | [6 empty] | 45 | °C | [8 empty] | 1 | m³/d
COTTON VALLEY STW | S014004F15KA1 | Consent | Live | No | ACZ 561 | The Service Station | Childs Way (South Side) | Milton Keynes | Buckinghamshire |  |  | MK9 3DA | 07/09/2016 | Used waters from the external washing of vehicles. | Malthurst Limited | Vincent House | 4 Grove Lane | Epping | Essex |  | CM16 4LH | at a suitable point, prior to discharge to the public foul sewer | at point off Childs Way | SP8599038687 | SP8609938725 | [54 empty] | 2500 | mg/l | [54 empty] | 1 | l/s | [48 empty] | 11 | pH | 6 | pH | [18 empty] | 1000 | mg/l | [16 empty] | 45 | °C | [8 empty] | 3.2 | m³/d
COTTON VALLEY STW | S014004F07KA1 | Consent | Live | No | ACZ 302 | The Little Launderette | 100 High Street | Newport Pagnell | Buckinghamshire |  |  | MK16 8EH | 27/05/2015 | Used water from the laundering of domestic items only. | The Little Launderette Limited | 22 Christie Close | Newport Pagnell | Buckinghamshire |  |  | MK16 8RU | at a discharge pipe from the washing machine, prior to discharge to the public foul sewer | at High Street | SP8736743816 | SP8736943813 | [54 empty] | 2000 | mg/l | [54 empty] | 3 | l/s | [48 empty] | 11 | pH | 6 | pH | [18 empty] | 1000 | mg/l | [16 empty] | 45 | °C | [8 empty] | 3 | m³/d
COTTON VALLEY STW | S014004E91KA1 | Consent | Live | No | ACZ 73 | Virgin Active Ltd | Avebury Boulevard | 602 Marlborough Gate | Milton Keynes |  |  | MK9 3XS | 10/07/2014 | Used waters arising from swimming pool backwash filter & from the periodic emptying of swimming pool contents. | Virgin Active Limited | 100 Aldersgate Street | London |  |  |  | EC1A 4LX | at a suitable point after pool filteration system | at North Fourth Street | SP8596938866 | SP8604938873 | [54 empty] | 1000 | mg/l | [10 empty] | 5 | mg/l | [42 empty] | 1 | l/s | [36 empty] | 250 | mg/l | [10 empty] | 10 | pH | 6 | pH | [18 empty] | 1000 | mg/l | [8 empty] | 1000 | mg/l | [6 empty] | 45 | °C | [8 empty] | 20 | m³/d
COTTON VALLEY STW | S014004F14KA1 | Consent | Live | No | ACZ 557 | Ocado Ltd - Milton Keynes | Unit 8, Delaware Drive | Tongwell | Milton Keynes |  |  | MK15 8HG | 02/09/2016 | Used waters from the external washing of vehicles. | Ocado Retail Limited | Titan Court | 3 Bishops Square | Hatfield Business Park | Hatfield, Hertfordshire |  | AL10 9NE | at discharge pipe after interceptor, prior to discharge to the public foul sewer | adjacent to Monks Way | SP8673341608 | SP8664941715 | [54 empty] | 2500 | mg/l | [54 empty] | 1 | l/s | [48 empty] | 11 | pH | 6 | pH | [18 empty] | 1000 | mg/l | [16 empty] | 45 | °C | [8 empty] | 5 | m³/d
COTTON VALLEY STW | S014004E44KA1 | Consent | Live | No | ACV 57 | Arriva the Shires Ltd | Colts Holm Road | Old Wolverton Road | Old Wolverton | Milton Keynes | Buckinghamshire | MK12 5QD | 25/05/2010 | Wastewater from the external washing of vehicles, from a brush wash & jet wash only. | Arriva the Shires Limited | 1 Admiral Way | Doxford International Business Park | Sunderland | Tyne & Wear |  | SR3 3XP | at discharge pipe from interceptor, prior to discharging to the public foul sewer | at Colts Holm Road, Old Wolverton | SP8113041830 | SP8140041780 | [54 empty] | 2000 | mg/l | [54 empty] | 2 | m³/hr | [36 empty] | 250 | mg/l | [10 empty] | 11 | pH | 6 | pH | [18 empty] | 1000 | mg/l | [8 empty] | 1000 | mg/l | [6 empty] | 45 | °C | [8 empty] | 12 | m³/d
COTTON VALLEY STW | S014004E99KA1 | Consent | Live | No | ACZ 175 | City Hand Car Wash | Xscape Building | Avebury Boulevard | Milton Keynes |  |  | MK9 3XS | 27/11/2014 | Used water from the external washing of vehicles only. | Flamur Ermaraj T/A City Hand Car Wash | Xscape Building | Avebury Boulevard | Milton Keynes | Buckinghamshire |  | MK9 3XS | at a point prior to discharge to the public foul sewer | at grid reference SP8593938989 | SP8602638856 | SP8593938989 | [54 empty] | 2500 | mg/l | [54 empty] | 2 | l/s | [48 empty] | 11 | pH | 6 | pH | [18 empty] | 1000 | mg/l | [8 empty] | 1000 | mg/l | [6 empty] | 45 | °C | [8 empty] | 3 | m³/d
COTTON VALLEY STW | S014004E64KA1 | Consent | Live | No | ACW 171 | Milton Keynes - Buildbase | Simpson Road | Bletchley | Milton Keynes | Buckinghamshire |  | MK1 1BB | 29/03/2012 | Wastewater from the washing of hire plant & equipment | Grafton Merchanting GB Limited | PO Box 1224, Pelham House | Canwick Road | Lincoln | Lincolnshire |  | LN5 5NH | at the outlet from the final chamber of interceptor, prior to discharge to the public foul sewer | at Simpson Road, Bletchley, (manhole 2401 (225mm) | SP8823034480 | SP8827034430 | [54 empty] | 2500 | mg/l | [54 empty] | 1 | m³/hr | [36 empty] | 250 | mg/l | [10 empty] | 11 | pH | 6 | pH | [18 empty] | 1000 | mg/l | [8 empty] | 1000 | mg/l | [6 empty] | 45 | °C | [8 empty] | 2 | m³/d
COTTON VALLEY STW | S014004F03KA1 | Consent | Live | No | ACZ 219 | Cleaner Bins | Wadesmill Lane | Caldecotte | Milton Keynes |  |  | MK7 8LN | 24/02/2015 | Screened used water from the cleaning of wheelie bins. | Cleaner Bins MK Limited | Reading House | 80 Hartland Avenue | Milton Keynes | Buckinghamshire |  | MK4 3DN | at a suitable point prior to discharge to the public foul sewer | at manole 6602 | SP8956235604 | SP8960935623 | [54 empty] | 2000 | mg/l | [54 empty] | 1 | l/s | [48 empty] | 10 | pH | 6 | pH | [18 empty] | 1000 | mg/l | [16 empty] | 45 | °C | [8 empty] | 1 | m³/d
COTTON VALLEY STW | S014004E45KA1 | Consent | Live | No | ACV 58 | Arriva the Shires Ltd | Unit 3/4 Arden Park | Old Wolverton Road | Old Wolverton | Milton Keynes | Buckinghamshire | MK12 5RN | 02/06/2010 | Wastewater from the external washing of vehicles only. | Arriva the Shires Limited | 1 Admiral Way | Doxford International Business Park | Sunderland | Tyne & Wear |  | SR3 3XP | at discharge pipe from interceptor, prior to discharging to the public foul sewer | at Old Wolverton Road, Old Wolverton | SP8094041390 | SP8092041500 | [54 empty] | 2000 | mg/l | [54 empty] | 2 | m³/hr | [36 empty] | 250 | mg/l | [10 empty] | 11 | pH | 6 | pH | [18 empty] | 1000 | mg/l | [8 empty] | 1000 | mg/l | [6 empty] | 45 | °C | [8 empty] | 12 | m³/d
COTTON VALLEY STW | S014004E62KA1 | Consent | Live | No | ACW 166 | BP Connect - Bradwell Abbey | Monks Way | A422 - H3, Bradwell Abbey | Milton Keynes | Buckinghamshire |  | MK12 6HU | 29/03/2012 | Wastewater from the external washing of vehicles only. | BP Oil UK Limited | Chertsey Road | Sudbury on Thames | Middlesex |  |  | TW16 7BP | at a suitable point, prior to the discharge to the public foul sewer | at Alston Drive, Milton Keynes | SP8238039580 | SP8239039550 | [54 empty] | 2500 | mg/l | [54 empty] | 1 | m³/hr | [36 empty] | 250 | mg/l | [10 empty] | 11 | pH | 6 | pH | [18 empty] | 1000 | mg/l | [8 empty] | 1000 | mg/l | [6 empty] | 45 | °C | [8 empty] | 5 | m³/d
COTTON VALLEY STW | S014004233KA1 | Direction | Live | No | ADX 260 | VAG (UK) Ltd | Yeomans Drive | Blakelands | Milton Keynes, Bucks |  |  | MK14 5AN | 01/01/2013 | Wastewater arising from the external washing of vehicles using an automatic vehicle wash, after passage through an interceptor. | Volkswagen Group United Kingdom Limited | Yeomans Drive | Blakelands | Milton Keynes | Buckinghamshire |  | MK14 5AN | a suitable point prior to discharging to the public foul sewer | at NGR SP8671242063, Delaware Drive, Milton Keynes | SP8672041960 | SP8617042060 | [54 empty] | 2500 | mg/l | [54 empty] | 6 | m³/hr | [36 empty] | 250 | mg/l | [10 empty] | 11 | pH | 6 | pH | [18 empty] | 1000 | mg/l | [8 empty] | 1000 | mg/l | [6 empty] | 45 | °C | [8 empty] | 30 | m³/d
COTTON VALLEY STW | S014004F04KA1 | Consent | Live | No | ACZ 244 | Marshall of Milton Keynes (Volvo) | Chippenham Drive | Kingston | Milton Keynes |  |  | MK10 0BN | 18/03/2015 | Used waters from the external washing of vehicles. | Marshall Motor Group Limited | Airport House | The Airport | Newmarket Road | Cambridge |  | CB5 8RY | at suitable point, prior to discharge to the public foul sewer | at Tongwell Street | SP8978638695 | SP8976538680 | [54 empty] | 2500 | mg/l | [54 empty] | 1.2 | l/s | [48 empty] | 11 | pH | 6 | pH | [18 empty] | 1000 | mg/l | [8 empty] | 1000 | mg/l | [6 empty] | 45 | °C | [8 empty] | 2 | m³/d
COTTON VALLEY STW | S014004A73KA1 | Direction | Live | No | ADU 513 | The Royal Mail Sorting Office | Dawson Road | Bletchley | Milton Keynes | Buckinghamshire |  | MK1 1LH | 01/04/2010 | Wastewater from the external washing of vehicles only. | Royal Mail Group Limited | 100 Victoria Embankment | London |  |  |  | EC4Y 0HQ | at a point prior to discharging to the public foul sewer | at Clarke Road, Bletchley | SP8755035480 | SP8755035480 | [54 empty] | 2000 | mg/l | [54 empty] | 0.5 | m³/hr | [36 empty] | 250 | mg/l | [10 empty] | 11 | pH | 6 | pH | [18 empty] | 1000 | mg/l | [8 empty] | 1000 | mg/l | [6 empty] | 45 | °C | [8 empty] | 1 | m³/d
COTTON VALLEY STW | S014004206KA1 | Direction | Live | No | ADW 349 | New City Service Station | Whaddon Way | Bletchley | Milton Keynes | Buckinghamshire |  | MK3 7LA | 01/06/2012 | Wastewaters from the external washing of vehicles only. | Mr Nathan Thiru | Waddon Way Service Station | Whaddon Way | Bletchley, Milton Keynes | Buckinghamshire |  | MK3 7LA | at the outlet from the last chamber of the interceptor, prior to discharge to the public foul sewer | at Waddon Way, Bletchley | SP8564033940 | SP8567033980 | [54 empty] | 2500 | mg/l | [54 empty] | 1 | m³/hr | [36 empty] | 250 | mg/l | [10 empty] | 11 | pH | 6 | pH | [18 empty] | 1000 | mg/l | [8 empty] | 1000 | mg/l | [6 empty] | 45 | °C | [8 empty] | 5 | m³/d
COTTON VALLEY STW | S014004D47KA1 | Direction | Live | No | ADV 406 | Mercedes Benz | Greyfriars Court | Kingston | Milton Keynes |  |  | MK10 0BN | 01/05/2011 | Wastewater, after passage through a 3-stage interceptor, from the external washing of vehicles only. | United Auto Group UK Limited | 2 Penman Way | Grove Park | Leicester |  |  | LE19 1ST | at a point prior to discharge to the public foul sewer | at Tongwell Street | SP8970038700 | SP8970038700 | [54 empty] | 2500 | mg/l | [54 empty] | 1 | m³/hr | [36 empty] | 250 | mg/l | [10 empty] | 11 | pH | 6 | pH | [18 empty] | 1000 | mg/l | [8 empty] | 1000 | mg/l | [6 empty] | 45 | °C | [8 empty] | 6 | m³/d
COTTON VALLEY STW | S014004305KA1 | Direction | Live | No | ADZ 684 | The Service Station | Aylesbury Street | Fenny Stratford | Milton Keynes |  |  | MK2 2BG | 01/09/2016 | Used water from the external washing of vehicles only. | Malthurst Limited | Vincent House | 4 Grove Lane | Epping | Essex |  | CM16 4LH | at end chamber of interceptor prior to discharging to the public foul sewer | at Aylesbury Street, Milton Keynes | SP8810033800 | SP8810033800 | [54 empty] | 2500 | mg/l | [54 empty] | 1 | l/s | [48 empty] | 11 | pH | 6 | pH | [18 empty] | 1000 | mg/l | [16 empty] | 45 | °C | [8 empty] | 5 | m³/d
COTTON VALLEY STW | S014004D59KA1 | Direction | Live | No | ADU 512 | Cowan Recovery Limited | Walnut Farm | Wolverton Road | Newport Pagnell | Buckinghamshire |  | MK14 5AA | 01/05/2010 | Wastewater from the external washing of vehicles only. | Cowan Recovery Limited | Church View Chambers | 38 Market Square | Toddington | Bedfordshire |  | LU5 6BS | at a point prior to discharge into the public foul sewer | at Wolverton Road | SP8591043300 | SP8591043300 | [54 empty] | 2000 | mg/l | [54 empty] | 1 | m³/hr | [36 empty] | 250 | mg/l | [10 empty] | 11 | pH | 6 | pH | [18 empty] | 1000 | mg/l | [8 empty] | 1000 | mg/l | [6 empty] | 45 | °C | [8 empty] | 2 | m³/d
COTTON VALLEY STW | S014004A17KA1 | Direction | Live | No | ADX 518 | Wafer Technology Limited | 32/34 Maryland Road | Tongwell | Milton Keynes |  |  | MK15 8HJ | 01/06/2013 | Wastewater from reverse osmosis water softening process | Wafer Technology Limited | Pascal Close | St Mellons | Cardiff | South Glamorgan |  | CF3 0EG | at a point prior to discharge into the public foul sewer | at AWS asset number 50975845 running through car park of premises | SP8690041910 | SP8690041910 | [54 empty] | 500 | mg/l | [54 empty] | 4 | m³/hr | [36 empty] | 100 | mg/l | [10 empty] | 10 | pH | 6 | pH | [18 empty] | 500 | mg/l | [8 empty] | 1000 | mg/l | [6 empty] | 45 | °C | [8 empty] | 40 | m³/d
COTTON VALLEY STW | S014004D54KA1 | Direction | Live | No | ADU 541 | BP Connect | Tickford Street | Newport Pagnell | Buckinghamshire |  |  | MK16 9BD | 01/04/2010 | Wastewater, after passage via an interceptor, from the external washing of vehicles only. | BP Oil UK Limited | Chertsey Road | Sunbury on Thames | Middlesex |  |  | TW16 7BP | at the end chamber of the interceptor | at Tickford Street | SP8847043380 | SP8847043380 | [54 empty] | 2000 | mg/l | [54 empty] | 1.5 | m³/hr | [36 empty] | 250 | mg/l | [10 empty] | 11 | pH | 6 | pH | [18 empty] | 1000 | mg/l | [8 empty] | 1000 | mg/l | [6 empty] | 45 | °C | [8 empty] | 6 | m³/d
COTTON VALLEY STW | S014004D45KA1 | Direction | Live | No | ADX 552 | TNT UK Ltd | Unit 10, Northfield Drive | Northfield Industrial Estate | Milton Keynes, Bucks |  |  | MK15 0DQ | 01/06/2013 | Wastewater from the external washing of vehicles only. | TNT UK Limited | PO Box 99 | Stubbins Vale Mill | Stubbins Vale Road | Ramsbottom | Bury, Lancashire | BL8 9BF | at a suitable point prior to discharging to the public foul sewer | at Northfield Drive, Milton Keynes | SP8860040290 | SP8870040290 | [54 empty] | 2500 | mg/l | [54 empty] | 1 | l/s | [36 empty] | 250 | mg/l | [10 empty] | 11 | pH | 6 | pH | [18 empty] | 1000 | mg/l | [8 empty] | 1000 | mg/l | [6 empty] | 45 | °C | [8 empty] | 3 | m³/d
COTTON VALLEY STW | S014004C06KA1 | Direction | Live | No | ADX 546 | City Petroleum - Shell Filling Station | Grafton Street | Ledenhall | Milton Keynes | Buckinghamshire |  | MK6 5LY | 01/06/2013 | Wastewater from the external washing of vehicles using a jetwash. | Shell U.K Limited | Shell Centre | London |  |  |  | SE1 7NA | at a suitable point prior to discharge to the public foul sewer | at Grafton Street, Milton Keynes | SP8567036670 | SP8566036680 | [54 empty] | 2500 | mg/l | [54 empty] | 1 | m³/hr | [36 empty] | 250 | mg/l | [10 empty] | 11 | pH | 6 | pH | [18 empty] | 1000 | mg/l | [8 empty] | 1000 | mg/l | [6 empty] | 45 | °C | [8 empty] | 5 | m³/d
COTTON VALLEY STW | S014004164KA1 | Direction | Live | No | ADT 441 | John Lewis | Yeomans Drive | Blakelands | Milton Keynes | Buckinghamshire |  | MK14 5BT | 01/05/2009 | Wastewater from the external cleaning of vehicles. | John Lewis PLC | 171 Victoria Street | London |  |  |  | SW1E 5NN | at a point prior to discharge into the public foul sewer | at Yeomans Drive, Milton Keynes | SP8650042160 | SP8652042120 | [54 empty] | 2000 | mg/l | [54 empty] | 2 | m³/hr | [36 empty] | 250 | mg/l | [10 empty] | 11 | pH | 6 | pH | [18 empty] | 1000 | mg/l | [8 empty] | 1000 | mg/l | [6 empty] | 45 | °C | [8 empty] | 5 | m³/d
COTTON VALLEY STW | S014004130KA1 | Direction | Live | No | ADZ 719 | The Open University | Walton Hall | Milton Keynes | Buckinghamshire |  |  | MK7 6AA | 01/10/2016 | Used water from chemical laboratory and photographic processes. | The Open University | Walton Hall | Milton Keynes | Buckinghamshire |  |  | MK7 6AA | at the v-notch weir within the manhole chamber in the footpath by the Technology Block | at a point passing through the premises (asset number 50991758) | SP8859037197 | SP8859037190 | [54 empty] | 100 | mg/l | [54 empty] | 2 | l/s | [48 empty] | 10 | pH | 6 | pH | [18 empty] | 100 | mg/l | [16 empty] | 45 | °C | [8 empty] | 30 | m³/d
COTTON VALLEY STW | S014004145KA1 | Direction | Live | No | ADU 492 | Nationwide Crash Repair Centre Ltd | Clarke Road | Mount Farm | Bletchley, Milton Keynes | Buckinghamshire |  | MK1 1LG | 01/04/2010 | Wastewater arising from the external washing of vehicles & from the emptying of spray booth sump only. | Nationwide Crash Repair Centre Limited | 17A Thorney Leys Park | Witney | Oxfordshire |  |  | OX28 4GE | at end of interceptor, prior to discharing to the public foul sewer | at Clarke Road, Bletchley | SP8755035610 | SP8755035610 | [54 empty] | 2000 | mg/l | [54 empty] | 1 | m³/hr | [36 empty] | 250 | mg/l | [10 empty] | 11 | pH | 6 | pH | [18 empty] | 1000 | mg/l | [8 empty] | 1000 | mg/l | [6 empty] | 45 | °C | [8 empty] | 3 | m³/d
COTTON VALLEY STW | S014004D32KA1 | Direction | Live | No | ADX 230 | Woburn Golf & Country Club | Bow Brickhill | Milton Keynes, Buckinghamshire |  |  |  | MK17 9LJ | 01/12/2012 | Wastewaters arising from the swimming pool filter backwashing process and from the periodic drain-down of the swimming pool contents | Woburn Enterprises Limited | The Bedford Office | Woburn | Milton Keynes,Bedfordshire |  |  | MK17 9PQ | at a point prior to discharging to the public foul sewer | at the pumping stationsituated at the entrance to Woburn Golf & Country Club | SP9175033390 | SP9168033330 | [54 empty] | 1000 | mg/l | [10 empty] | 5 | mg/l | [42 empty] | 1 | m³/hr | [36 empty] | 250 | mg/l | [10 empty] | 10 | pH | 6 | pH | [18 empty] | 1000 | mg/l | [8 empty] | 1000 | mg/l | [6 empty] | 45 | °C | [8 empty] | 5 | m³/d
COTTON VALLEY STW | S014004D21KA1 | Direction | Live | No | ADU 493 | Petrol Filling Station | 4 Barnsdale Drive | Westcroft | Milton Keynes | Buckinghamshire |  | MK4 4DD | 01/04/2010 | Wastewater, after passage via an interceptor, from the external washing of vehicles via an automatic wash facility. | Wm Morrison Supermarkets PLC | Hilmore House | Gain Lane | Bradford | West Yorkshire |  | BD3 7DL | at the end chamber of the interceptor | at Barnsdale Drive | SP8310034650 | SP8310034650 | [54 empty] | 2000 | mg/l | [54 empty] | 1 | m³/hr | [36 empty] | 250 | mg/l | [10 empty] | 11 | pH | 6 | pH | [18 empty] | 1000 | mg/l | [8 empty] | 1000 | mg/l | [6 empty] | 45 | °C | [8 empty] | 5 | m³/d
COTTON VALLEY STW | S014004D75KA1 | Direction | Live | No | ADV 257 | Jungheinrich UK Limited | Sherbourne House | Sherbourne Drive | Tilbrook | Milton Keynes |  | MK7 8HX | 26/10/2010 | Rinse waters generated from the washing of new forklift vehicles after passing through an oil/water separator. | Jungheinrich UK Limited | Sherbourne House | Sherbourne Drive | Tilbrook, Milton Keynes | Buckinghamshire |  | MK7 8HX | at manhole F1 located in the north-west corner of the premises | at Sherbourne Drive, Milton Keynes | SP8995035570 | SP9001035550 | [54 empty] | 2500 | mg/l | [54 empty] | 0.5 | m³/hr | [36 empty] | 250 | mg/l | [10 empty] | 11 | pH | 6 | pH | [18 empty] | 1000 | mg/l | [8 empty] | 1000 | mg/l | [6 empty] | 45 | °C | [8 empty] | 1 | m³/d
COTTON VALLEY STW | S014004A99KA1 | Direction | Live | No | ADX 47 | ITS Research & Testing Ltd | Unit 2 | Davy Avenue | Knowlhill | Milton Keynes | Buckinghamshire | MK5 8NL | 01/08/2012 | Wastewaters from the product testing of launderette type washing machines. | Intertek Testing & Certification Limited | 25 Savile Row | London |  |  |  | W1S 2ES | at a suitable point prior to discharging to the public foul sewer | at Davy Avenue, Milton Keynes | SP8460036700 | SP8435437024 | [54 empty] | 2000 | mg/l | [54 empty] | 0.5 | m³/hr | [36 empty] | 100 | mg/l | [10 empty] | 11 | pH | 6 | pH | [18 empty] | 1000 | mg/l | [8 empty] | 1000 | mg/l | [6 empty] | 45 | °C | [8 empty] | 1 | m³/d
COTTON VALLEY STW | S014004D10KA1 | Direction | Live | No | ADW 387 | LA Fitness - Milton Keynes | Willen Lake | Willen | Brickhill Street | Milton Keynes |  | MK15 0DS | 01/06/2012 | Wastewater arising from the swimming pool filter backwashing process & periodic drain-down of pool contents. | LA Fitness Limited | Sandall Stones Road | Kirk Sandall | Doncaster | South Yorkshire |  | DN3 1QR | at a point prior to discharge to the public foul sewer | at Brickhill Street, Milton Keynes | SP8751039780 | SP8768039770 | [54 empty] | 1000 | mg/l | [10 empty] | 5 | mg/l | [42 empty] | 10 | l/s | [36 empty] | 250 | mg/l | [10 empty] | 10 | pH | 6 | pH | [18 empty] | 1000 | mg/l | [8 empty] | 1000 | mg/l | [6 empty] | 45 | °C | [8 empty] | 5 | m³/d
COTTON VALLEY STW | S014004F08KA1 | Consent | Live | No | ACZ 310 | Enterprise Rent-A-Car | Green Lodge Stables | The Green | Newport Pagnell |  |  | MK16 0AH | 24/06/2015 | Used waters from the external washing of vehicles. | Enterprise Rent-A-Car UK Limited | c/o Steve Young | Enterprise House | Vicarage Road | Egham, Surrey |  | TW20 9FB | at a suitable point, prior to discharge to the public foul sewer | at Marsh End Road | SP8730843463 | SP8730643472 | [54 empty] | 2500 | mg/l | [54 empty] | 1 | l/s | [48 empty] | 11 | pH | 6 | pH | [18 empty] | 1000 | mg/l | [16 empty] | 45 | °C | [8 empty] | 4.3 | m³/d
COTTON VALLEY STW | S014004A39KA1 | Direction | Live | No | ADU 581 | Tongwell Service Station | Monks Way | Tongwell | Milton Keynes | Bucks |  | MK15 8HR | 01/05/2010 | Wastewater, after passage through an interceptor, generated from the external washing of vehicles only. | H.K.S. Motors Limited | Aquis House | 211 Belgrave Gate | Leicester |  |  | LE1 3HT | at the end of chamberof the interceptor, prior to discharging to the public foul sewer | at a point on the sewer running through the site | SP8674041790 | SP7674041790 | [54 empty] | 2000 | mg/l | [54 empty] | 3 | m³/hr | [36 empty] | 250 | mg/l | [10 empty] | 11 | pH | 6 | pH | [18 empty] | 1000 | mg/l | [8 empty] | 1000 | mg/l | [6 empty] | 45 | °C | [8 empty] | 10 | m³/d
COTTON VALLEY STW | S014004C50KA1 | Direction | Live | No | ADV 99 | Europcar and National Car Rental | 21 Denbigh Hall | Bletchley | Milton Keynes |  |  | MK3 7QT | 01/09/2010 | Wastewater, after passage through a 3-stage interceptor, from the external jet-washing of vehicles only. | Europcar Group UK Limited | James House | 55 Welford Road | Leicester |  |  | LE2 7AR | at the end chamber of the interceptor | at Denbigh Hall, Milton Keynes | SP8589035460 | SP8588035450 | [54 empty] | 2000 | mg/l | [54 empty] | 1 | m³/hr | [36 empty] | 250 | mg/l | [10 empty] | 11 | pH | 6 | pH | [18 empty] | 1000 | mg/l | [8 empty] | 1000 | mg/l | [6 empty] | 45 | °C | [8 empty] | 4 | m³/d
COTTON VALLEY STW | S014004D49KA1 | Direction | Live | No | ADU 497 | Hertz Rent-a-Car | Chesney Wold | Bleak Hall | Milton Keynes | Buckinghamshire |  | MK6 1NE | 01/04/2010 | Wastewater generated from the external jet washing of vehicles only. | Hertz (UK) Limited | Hertz House | 11 Vine Street | Uxbridge | Middlesex |  | UB8 1QE | at a point prior to discharge into the public foul sewer | at Chesney Wold | SP8562036140 | SP8552036250 | [54 empty] | 2000 | mg/l | [54 empty] | 0.5 | m³/hr | [36 empty] | 250 | mg/l | [10 empty] | 11 | pH | 6 | pH | [18 empty] | 1000 | mg/l | [8 empty] | 1000 | mg/l | [6 empty] | 45 | °C | [8 empty] | 1 | m³/d
COTTON VALLEY STW | S014004A19KA1 | Direction | Live | No | ADV 64 | Mars Horsecare UK Limited | 29 Old Wolverton Road | Old Wolverton | Milton Keynes |  |  | MK12 5PZ | 01/09/2010 | Wastewater generated from the external jetwashing of vehicles only. | Mars Horsecare UK Limited | 3D Dundee Road | Slough | Berkshire |  |  | SL1 4JY | at end of chamberof the interceptor, prior to discharging to the public foul sewer | to the rear of the premises, which runs into Old Wolverston Road ,Old Wolverton | SP8157041650 | SP8156041610 | [54 empty] | 2000 | mg/l | [54 empty] | 1 | m³/hr | [36 empty] | 250 | mg/l | [10 empty] | 11 | pH | 6 | pH | [18 empty] | 1000 | mg/l | [8 empty] | 1000 | mg/l | [6 empty] | 45 | °C | [8 empty] | 5 | m³/d
COTTON VALLEY STW | S014004C15KA1 | Direction | Live | No | ADX 117 | Evans Halshaw | Cranfield Road | Wavendon | Milton Keynes |  |  | MK17 8LQ | 01/10/2012 | Wastewater from the external washing of vehicles using a jetwash | C D Bramall Dealerships Limited | Loxley House | 2 Oakwood Court | Little Oak Drive, Annesley | Nottingham | Nottinghamshire | NG15 0DR | at a suitable point prior to discharging to the public foul sewer | at Cranfield Road, Wavendon | SP9200037000 | SP9307037850 | [54 empty] | 2500 | mg/l | [54 empty] | 0.5 | m³/hr | [36 empty] | 250 | mg/l | [10 empty] | 11 | pH | 6 | pH | [18 empty] | 1000 | mg/l | [8 empty] | 1000 | mg/l | 5 | mg/l |  |  |  |  | 45 | °C | [8 empty] | 1 | m³/d
COTTON VALLEY STW | S014004C04KA1 | Direction | Live | No | ADQ 05 | TCS Milton Keynes | Watling Street | Little Brickhill | Milton Keynes |  |  | MK17 9AA | 01/07/2005 | Wastewaters from an automatic car wash and jet wash. | Total UK Limited | 40 Clarendon Road | Watford | Hertfordshire |  |  | WD17 1TQ | at the rear of shop at final chamber of interceptor | at Watling Street, Little Brickhill | SP9400029750 | SP9400029750 | [54 empty] | 2000 | mg/l | [54 empty] | 0.25 | m³/hr | [36 empty] | 200 | mg/l | [10 empty] | 10 | pH | 6 | pH | [18 empty] | 1000 | mg/l | [8 empty] | 1000 | mg/l | [6 empty] | 45 | °C | [8 empty] | 2 | m³/d
COTTON VALLEY STW | S014004A68KA1 | Direction | Live | No | ADX 146 | Dawson Group PLC | Delaware Drive | Tongwell | Milton Keynes | Buckinghamshire |  | MK15 8JH | 01/11/2012 | Wastewater from the external jet washing of vehicles only. | Dawson Group PLC | Delaware Drive | Tongwell | Milton Keynes | Bucks |  | MK15 8JH | at a suitable point, prior to discharging to the public foul sewer | at Delaware Drive, Milton Keynes | SP8716041860 | SP8150041860 | [54 empty] | 2500 | mg/l | [54 empty] | 1 | m³/hr | [36 empty] | 250 | mg/l | [10 empty] | 11 | pH | 6 | pH | [18 empty] | 1000 | mg/l | [8 empty] | 1000 | mg/l | [6 empty] | 45 | °C | [8 empty] | 8 | m³/d
COTTON VALLEY STW | S014004D20KA1 | Direction | Live | No | ADX 107 | Dawson Construction Plant Ltd | 2 Chesney Wold | Bleak Hall | Milton Keynes | Buckinghamshire |  | MK6 1NE | 16/07/2012 | Wastewater from the external washing of vehicles using a jet wash | Dawson Construction Plant Limited | 2 Chesney Wold | Bleak Hall | Milton Keynes | Buckinghamshire |  | MK6 1NE | a suitable point prior to discharge to the public foul sewer | at Chesney Wold | SP8580036200 | SP8517036820 | [54 empty] | 2500 | mg/l | [54 empty] | 2 | l/s | [36 empty] | 250 | mg/l | [10 empty] | 11 | pH | 6 | pH | [18 empty] | 1000 | mg/l | [8 empty] | 1000 | mg/l | [6 empty] | 45 | °C | [8 empty] | 10 | m³/d
COTTON VALLEY STW | S014004E90KA1 | Direction | Live | No | ADZ 958 | Millfield Service Station (FS177) | 9 London Road | Stony Stratford, Milton Keynes |  |  |  | MK11 1JH | 03/04/2017 | Used waters from the external washing of vehicles only. | Motor Fuel Limited | Building 2 Abbey View | Everard Close | St Albans | Hertfordshire |  | AL1 2QU | at suitable point, prior to discharging to the public foul sewer | at London Road | SP7894640310 | SP7892840290 | [54 empty] | 2500 | mg/l | [54 empty] | 2 | l/s | [48 empty] | 11 | pH | 6 | pH | [18 empty] | 1000 | mg/l | [16 empty] | 45 | °C | [8 empty] | 4 | m³/d
COTTON VALLEY STW | S014004C35KA1 | Direction | Live | No | ADY 395 | Biffa Waste Services Limited | Chesney Wold, Bleak Hall | Milton Keynes, Buckinghamshire |  |  |  | MK6 1NE | 01/06/2014 | Used water from the external washing of vehicles and from the emptying of road sweepers. | Biffa Waste Services Limited | Coronation Road, Cressex | High Wycombe, Buckinghamshire |  |  |  | HP12 3TZ | at the discharge from the vehicle wash, prior to discharge to the public foul sewer | at Chesney Wold, Milton Keynes | SP8570036400 | SP8581034250 | [54 empty] | 2500 | mg/l | [54 empty] | 1 | m³/hr | [36 empty] | 250 | mg/l | [10 empty] | 11 | pH | 6 | pH | [18 empty] | 1000 | mg/l | [8 empty] | 1000 | mg/l | [6 empty] | 45 | °C | [8 empty] | 5 | m³/d
COTTON VALLEY STW | S014004E97KA1 | Direction | Live | No | ADZ 354 | Best Hand Car Wash | David Lloyd Leisure | Living Stone Drive | Milton Keynes |  |  | MK15 0DL | 01/08/2015 | Used waters from the external washing of vehicles. | Mr Mohammed Ahmad - T/A Best Hand Car Wash | 156a North Road | Westcliff on Sea | Essex |  |  | SS0 7AB | at a suitable point prior to discharging to the public foul sewer | at Livingstone Drive | SP8707440072 | SP8713540021 | [54 empty] | 2500 | mg/l | [54 empty] | 1 | l/s | [48 empty] | 11 | pH | 6 | pH | [18 empty] | 1000 | mg/l | [16 empty] | 45 | °C | [8 empty] | 1 | m³/d
COTTON VALLEY STW | S014004180KA1 | Direction | Live | No | ADV 63 | Washeteria Launderette | 10 Church Street | Stony Stratford | Milton Keynes | Buckinghamshire |  | MK11 1BD | 01/09/2010 | Wastewater arising from the laundry process, using coin operated machines. | Mrs P Browning | Newholme Farm | Keysoe Row East | Bedford | Bedfordshire |  | MK44 2JB | at a point prior to discharging to the public foul sewer | at Church Street, Stony Stratford | SP7864040460 | SP7865040440 | [54 empty] | 3000 | mg/l | [54 empty] | 2 | m³/hr | [36 empty] | 250 | mg/l | [10 empty] | 11 | pH | 6 | pH | [18 empty] | 1000 | mg/l | [8 empty] | 1000 | mg/l | [6 empty] | 45 | °C | [8 empty] | 10 | m³/d
COTTON VALLEY STW | S014004A03KA1 | Direction | Live | No | ADU 506 | Biffa Waste Services Limited | Chesney Wold | Bleak Hall | Milton Keynes | Buckinghamshire |  | MK6 1NE | 01/04/2010 | Wastewater, after passage via an interceptor, only from: - external washing of HGV vehicles - washing of containers associated with dairy waste. | Biffa Waste Services Limited | Coronation Road | Cressex | High Wycombe | Buckinghamshire |  | HP12 3TZ | at the end chamber of the interceptor | at Chesney Wold | SP8545036700 | SP8545036700 | [54 empty] | 2000 | mg/l | [54 empty] | 1 | m³/hr | [36 empty] | 250 | mg/l | [10 empty] | 11 | pH | 6 | pH | [18 empty] | 1000 | mg/l | [8 empty] | 1000 | mg/l | [6 empty] | 45 | °C | [8 empty] | 3 | m³/d
COTTON VALLEY STW | S014004E26KA1 | Direction | Live | No | ADY 206 | Domino's Pizza UK & Ireland Limited | 1 Thornbury | West Ashland | Milton Keynes |  |  | MK6 4BB | 01/01/2014 | Used water from cooling towers | Domino's Pizza UK & Ireland Limited | 1 Thornbury | West Ashland | Milton Keynes | Buckinghamshire |  | MK6 4BB | at Manhole 17 as shown on Plan drawing 7688/03 | in WestAshland, Milton Keynes | SP8697035750 | SP8701035720 | [54 empty] | 2000 | mg/l | [54 empty] | 5 | l/s | [36 empty] | 250 | mg/l | [10 empty] | 12.5 | pH | 6 | pH | [18 empty] | 1000 | mg/l | [8 empty] | 1000 | mg/l | [6 empty] | 45 | °C | [8 empty] | 20 | m³/d
COTTON VALLEY STW | S014004D99KA1 | Direction | Live | No | ADX 45 | Milton Keynes Pressings Limited | 43A Barton Road | Water Eaton Industrial Estate | Bletchley | Milton Keynes, Bucks |  | MK2 3EF | 01/08/2012 | Effluents generated from compressor condensate and cooling water. | Milton Keynes Pressings Limited | 420 Silbury Boulevard | Central Milton Keynes | Buckinghamshire |  |  | MK9 2AF | at a point prior to discharge into the public foul sewer | Barton Road, Water Eaton | SP8741032580 | SP8742032640 | [54 empty] | 1000 | mg/l | [54 empty] | 0.5 | m³/hr | [36 empty] | 100 | mg/l | [10 empty] | 10 | pH | 6 | pH | [18 empty] | 1000 | mg/l | [8 empty] | 1000 | mg/l | [6 empty] | 45 | °C | [8 empty] | 3 | m³/d
COTTON VALLEY STW | S014004A84KA1 | Direction | Live | No | ADZ 910 | Petrol Filling Station | Linford Wood Filling Station | Saxon Street | Linford Wood | Milton Keynes, Buckinghamshire |  | MK14 6BP | 01/02/2017 | Used waters arising from the external washing of vehicles only. | Malthurst Retail Limited | Vincent House | 4 Grove Lane, Epping, Essex |  |  |  | CM16 4LH | at a suitable point, prior to discharging to the public foul sewer. | at Enfield Chase, Milton Keynes | SP8452040920 | SP8448040140 | [54 empty] | 2500 | mg/l | [54 empty] | 1 | l/s | [48 empty] | 11 | pH | 6 | pH | [18 empty] | 1000 | mg/l | [16 empty] | 45 | °C | [8 empty] | 5 | m³/d
COTTON VALLEY STW | S014004C34KA1 | Direction | Live | No | ADZ 623 | Petrol Service Station | H5 Portway | Central Milton Keynes | Milton Keynes | Buckinghamshire |  | MK9 3DZ | 01/06/2016 | Used waters from the external washing of vehicles. | Rontec Watford Limited | 13/14 Esplanade | St Helier | Jersey |  |  | JE1 1BD | at a suitable point, prior to discharge to the public foul sewer | at North Row | SP8542039500 | SP8542039500 | [54 empty] | 2500 | mg/l | [54 empty] | 1 | l/s | [48 empty] | 11 | pH | 6 | pH | [18 empty] | 1000 | mg/l | [16 empty] | 45 | °C | [8 empty] | 7.5 | m³/d
COTTON VALLEY STW | S014004C62KA1 | Direction | Live | No | ADW 93 | Massmould Limited | Bradbourne Drive, Tilbrook | Milton Keynes, Buckinghamshire |  |  |  | MK7 8AT | 01/01/2012 | Wastewater discharged from re-circulating adiabatic (trickle curtain) cooling system (pre-softened) associated with injection moulding. | Massmould Limited | Maulden Road, Flitwick | Bedfordshire |  |  |  | MK45 5BZ | at the sump at the end of the cooling process prior to connection into the public foul sewer | at Bradbourne Drive, Tilbrook | SP9007035490 | SP9013035380 | [54 empty] | 2000 | mg/l | [54 empty] | 1 | l/s | [36 empty] | 250 | mg/l | [10 empty] | 10 | pH | 6 | pH | [18 empty] | 1000 | mg/l | [8 empty] | 1000 | mg/l | [6 empty] | 45 | °C | [8 empty] | 2 | m³/d
COTTON VALLEY STW | S014004C58KA1 | Direction | Live | No | ADV 62 | Dolphin Laundry | 2 - 5 St.Paul's Yard | Silver Street | Newport Pagnell | Buckinghamshire |  | MK16 0EG | 01/08/2010 | Wastewater arising from the laundering of domestic and commerical items. | Lastbeat Limited | 2 - 5 St Paul's Yard | Silver Street | Newport Pagnell | Buckinghamshire |  | MK16 0EG | at a point prior to discharging to the public foul sewer | at Silver Street, Newport Pagnell | SP8747043640 | SP7531043610 | [54 empty] | 3000 | mg/l | [54 empty] | 1 | m³/hr | [36 empty] | 250 | mg/l | [10 empty] | 11 | pH | 6 | pH | [18 empty] | 1000 | mg/l | [8 empty] | 1000 | mg/l | [6 empty] | 45 | °C | [8 empty] | 5 | m³/d
COTTON VALLEY STW | S014004C66KA1 | Direction | Live | No | ADU 89 | Mercedes-Benz UK Ltd | Delaware Drive | Tongwell | Milton Keynes | Buckinghamshire |  | MK15 8BA | 14/05/2009 | Wastewaters arising from the external washing of vehicles via a jet wash and automatic wash system, after passage through an interceptor | Mercedes - Benz UK Limited | Delaware Drive | Tongwell | Milton Keynes | Buckinghamshire |  | MK15 8BA | after the interceptor, and prior to discharging to the public foul sewer | at Delaware Drive, Milton Keynes | SP8707041730 | SP8707041730 | [54 empty] | 2000 | mg/l | [54 empty] | 1 | l/s | [36 empty] | 250 | mg/l | [10 empty] | 11 | pH | 6 | pH | [18 empty] | 1000 | mg/l | [8 empty] | 1000 | mg/l | [6 empty] | 45 | °C | [8 empty] | 13 | m³/d
COTTON VALLEY STW | S014004E25KA1 | Direction | Live | No | ADY 205 | Domino's Pizza UK & Ireland Limited | 1 Thornbury | West Ashland | Milton Keynes |  |  | MK6 4BB | 01/01/2014 | Used water arising from the external washing of vehicles, and contaminated surface run off from vehicle refuelling area after passage through a suitably sized and maintained interceptor. | Domino's Pizza UK & Ireland Limited | 1 Thornbury | West Ashland | Milton Keynes | Buckinghamshire |  | MK6 4BB | at manhole F25 as indicated on Plan Drawing Ref No. 7688/03 | in West Ashland, Milton Keynes | SP8698035760 | SP8701035720 | [54 empty] | 2500 | mg/l | [54 empty] | 1 | l/s | [36 empty] | 250 | mg/l | [10 empty] | 11 | pH | 6 | pH | [18 empty] | 1000 | mg/l | [8 empty] | 1000 | mg/l | [6 empty] | 45 | °C | [8 empty] | 10 | m³/d
COTTON VALLEY STW | S014004C22KA1 | Direction | Live | No | ADV 197 | Bannatyne Fitness | 488 Midsummer Boulevard | Central Milton Keynes | Buckinghamshire |  |  | MK9 2EA | 01/12/2010 | Wastewater from the backwashing of swimming pool filters and the periodic emptying of swimming pool contents. | Bannatyne Fitness (7) Limited | Power House | Haughton Road | Darlington | Co Durham |  | DL1 1ST | at a point after the backwash filter | at a point near Witon Gate | SP8512038560 | SP8522038520 | [54 empty] | 1000 | mg/l | [10 empty] | 5 | mg/l | [42 empty] | 5 | m³/hr | [36 empty] | 250 | mg/l | [10 empty] | 10 | pH | 6 | pH | [18 empty] | 500 | mg/l | [8 empty] | 1000 | mg/l | [6 empty] | 45 | °C | [8 empty] | 10 | m³/d
COTTON VALLEY STW | S014004D16KA1 | Direction | Live | No | ADX 63 | David Lloyd Leisure Limited | Livingston Drive | Newlands | Milton Keynes | Buckinghamshire |  | MK15 0DL | 01/08/2012 | Wastewater arising from (i) the filter backwashing process and (ii) the periodic drain-down of swimming pool contents | David Lloyd Leisure Limited | The Hangar, Mosquito Way | Hatfield Business Park | Hatfield | Hertfordshire |  | AL10 9AX | at a suitable point prior to discharging to the public foul sewer | at Livingstone Drive, Milton Keynes | SP8713040020 | SP8708094000 | [54 empty] | 1000 | mg/l | [10 empty] | 5 | mg/l | [42 empty] | 4.5 | l/s | [36 empty] | 250 | mg/l | [10 empty] | 10 | pH | 6 | pH | [18 empty] | 1000 | mg/l | [8 empty] | 1000 | mg/l | [6 empty] | 45 | °C | [8 empty] | 27 | m³/d
COTTON VALLEY STW | S014004D19KA1 | Direction | Live | No | ADX 313 | TCW Milton Keynes | Lyon Road | Bletchley | Buckinghamshire |  |  | MK1 1EX | 02/01/2013 | Wastewater arising from the external washing of vehicles using a jetwash | Markerstudy Limited | Markerstudy House | 45 Westerham Road | Bessels Green | Sevenoaks, Kent |  | TN13 2QB | at a suitable point prior to discharge to the public foul sewer | at Lyon Road, Bletchley | SP8670034800 | SP8670034800 | [54 empty] | 2500 | mg/l | [54 empty] | 0.5 | m³/hr | [36 empty] | 250 | mg/l | [10 empty] | 11 | pH | 6 | pH | [18 empty] | 1000 | mg/l | [8 empty] | 1000 | mg/l | [6 empty] | 45 | °C | [8 empty] | 1 | m³/d
COTTON VALLEY STW | S014004C20KA1 | Direction | Live | No | ADV 415 | Total Oil Direct Operations | Bradwell Common | H5 Portway | Milton Keynes | Buckinghamshire |  | MK13 8HR | 01/06/2011 | Wastewater from the external washing of vehicles only. | Total UK Limited | 40 Clarendon Road | Watford | Hertfordshire |  |  | WD17 1TQ | at a point prior to discharge to the public foul sewer | at rear of premises, H5 Portway | SP8464039020 | SP8464090320 | [54 empty] | 2500 | mg/l | [54 empty] | 0.5 | m³/hr | [36 empty] | 250 | mg/l | [10 empty] | 11 | pH | 6 | pH | [18 empty] | 1000 | mg/l | [8 empty] | 1000 | mg/l | [6 empty] | 45 | °C | [8 empty] | 4 | m³/d
COTTON VALLEY STW | S014004199KA1 | Direction | Live | No | ADX 391 | Bardon Concrete | Chesney Wold | Bleak Hall Industrial Estate | Milton Keynes | Buckinghamshire |  | MK6 1LN | 01/03/2013 | Wastewaters arising from the operation of a concrete batching plant, plus contaminated surface water run-off settlement. | Aggregate Industries UK Limited | Bardon Hall | Copt Oak Road | Markfield | Leicestershire |  | LE67 9PJ | at a suitable point prior to discharging to the public foul sewer | at Chesney Wold, Milton Keynes | SP8552066310 | SP8550036610 | [54 empty] | 2000 | mg/l | [54 empty] | 2 | m³/hr | [36 empty] | 250 | mg/l | [10 empty] | 12.5 | pH | 6 | pH | [18 empty] | 1000 | mg/l | [8 empty] | 1000 | mg/l | [6 empty] | 45 | °C | [8 empty] | 8 | m³/d
COTTON VALLEY STW | S014004D06KA1 | Direction | Live | No | ADX 148 | Evans Halshaw | The Vauxhall Centre, Crownhill | Watling Street | Milton Keynes |  |  | MK8 0EA | 01/11/2012 | Wastewater from the external jetwashing of vehicles only. | Pendragon PLC | Loxley House | 2 Oakwood Court | Little Oak Drive | Annesley, Nottingham | Nottinghamshire | NG15 0DR | at a suitable point, prior to discharging to the public foul sewer | at Watling Street adjacent to Darin Court, Milton Keynes | SP8250037680 | SP8249037650 | [54 empty] | 2500 | mg/l | [54 empty] | 0.5 | m³/hr | [36 empty] | 250 | mg/l | [10 empty] | 11 | pH | 6 | pH | [18 empty] | 1000 | mg/l | [8 empty] | 1000 | mg/l | [6 empty] | 45 | °C | [8 empty] | 4 | m³/d
COTTON VALLEY STW | S012046101KA1 | Direction | Live | No | ADX 395 | Woburn Safari Park | Woburn Park | Woburn | Bedfordshire |  |  | MK17 9QN | 01/03/2013 | Wastewater from the filter backwashing process & periodic drain-down of sea lion & penguin pool contents. | Woburn Enterprises Limited | The Bedford Office | Woburn | Bedfordshire |  |  | MK17 9PQ | at discharge pipe from filter backwash plant, prior to entry to the public foul sewer | at Crawley Road, Woburn | SP9622034300 | SP9509034050 | [54 empty] | 1000 | mg/l | [54 empty] | 10 | m³/hr | [36 empty] | 250 | mg/l | [10 empty] | 10 | pH | 6 | pH | [18 empty] | 1000 | mg/l | [8 empty] | 1000 | mg/l | [6 empty] | 45 | °C | [8 empty] | 10 | m³/d
COTTON VALLEY STW | S014004A07KA1 | Direction | Live | No | ADU 540 | BP Connect | Saxon Motoring Centre | Saxon Street | Bletchley | Milton Keynes | Bucks | MK2 2JP | 01/04/2010 | Wastewater, after passage via an interceptor, from the external washing of vehicles only. | BP Oil UK Limited | Chertsey Road | Sunbury on Thames | Middlesex |  |  | TW16 7BP | at the end chamber of the interceptor | at Saxon Street | SP8711034120 | SP8711034120 | [54 empty] | 2000 | mg/l | [54 empty] | 5 | m³/hr | [36 empty] | 250 | mg/l | [10 empty] | 11 | pH | 6 | pH | [18 empty] | 1000 | mg/l | [8 empty] | 1000 | mg/l | [6 empty] | 45 | °C | [8 empty] | 15 | m³/d
COTTON VALLEY STW | S014004D84KA1 | Direction | Live | No | ADZ 446 | Lexus Milton Keynes | Alston Drive | Bradwell Abbey | Milton Keynes |  |  | MK13 9HA | 01/12/2015 | Used waters from the external washing of vehicles. | Sytner Group Limited | 2 Penman Way | Grove Park | Leicester | Leicestershire |  | LE19 1ST | at last chamber of interceptor near footbath | at Alston Drive, Milton Keynes | SP8243039570 | SP8243039570 | [54 empty] | 2500 | mg/l | [54 empty] | 3 | l/s | [48 empty] | 11 | pH | 6 | pH | [18 empty] | 1000 | mg/l | [16 empty] | 45 | °C | [8 empty] | 5 | m³/d
COTTON VALLEY STW | S014004D68KA1 | Direction | Live | No | ADZ 445 | Enterprise Rent-A-Car UK Ltd | Sherwood Drive | Bletchley | Milton Keynes |  |  | MK3 6DR | 01/12/2015 | Used water arising from the external washing of vehicles. | Enterprise Rent-A-Car UK Limited | c/o Steve Young | Enterprise House, Vicarage House | Egham | Surrey |  | TW20 9FB | at a suitable point prior to discharge to the public foul sewer | at Sherwood Drive. | SP8674033770 | SP8674033770 | [54 empty] | 2500 | mg/l | [54 empty] | 1 | l/s | [48 empty] | 11 | pH | 6 | pH | [18 empty] | 1000 | mg/l | [16 empty] | 45 | °C | [8 empty] | 5 | m³/d
COTTON VALLEY STW | S014004F17KA1 | Consent | Live | No | TECO-0044-2018 | K & K Services Limited | 2 Thornbury | West Ashlands | Milton Keynes |  |  | MK6 4BB | 14/05/2018 | Used water, after passage via an interceptor, from the external washing of vehicles only. | K & K Services Limited | 3 Home Field | Caldecotte | Milton Keynes |  |  | MK7 8HH | a suitable point prior to the public foul sewer | the south of the site at grid ref: SP8683035688 | SP8685835717 | SP8683035688 | [54 empty] | 2500 | mg/l | [54 empty] | 1 | l/s | [48 empty] | 11 | pH | 6 | pH | [18 empty] | 1000 | mg/l | [16 empty] | 45 | °C | [8 empty] | 1 | m³/d
COTTON VALLEY STW | S014004D92KA1 | Direction | Live | No | TEDI-0112-2018 | Volkswagen Group | Warehouse, office & premises | Berling Road | Wymbush | Milton Keynes |  | MK8 8NZ | 12/09/2018 | Used waters generated from washing motor vehicles via a jet wash. | Volkswagen Group UK Limited | Yeomans Drive | Blakelands | Milton Keynes |  |  | MK14 5AN | a point prior to discharge into the public foul sewer | Berling Road, Wymbush | SP8250538986 | SP8258938896 | [54 empty] | 2500 | mg/l | [54 empty] | 1 | l/s | [48 empty] | 11 | pH | 6 | pH | [18 empty] | 1000 | mg/l | [16 empty] | 45 | °C | [8 empty] | 2 | m³/d
COTTON VALLEY STW | S014004F21KA1 | Consent | Live | No | TECO-0162-2018 | Milton Keynes University Hospital NHS Foundation Trust | Standing Way | Eaglestone | Milton Keynes |  |  | MK6 5LD | 14/01/2019 | Used water arising from ion-exchange resin regeneration. | Milton Keynes University Hospital NHS Foundation Trust | Standing Way | Eaglestone | Milton Keynes |  |  | MK6 5LD | the outlet pipe from the IEX plant | Marlborough Street | SP8677837393 | SP8705637184 | [54 empty] | 2000 | mg/l | [54 empty] | 0.5 | l/s | [48 empty] | 10 | pH | 6 | pH | [18 empty] | 1000 | mg/l | [16 empty] | 45 | °C | [8 empty] | 5 | m³/d
COTTON VALLEY STW | S014004F22KA1 | Consent | Live | No | TECO-0163-2018 | Milton Keynes University Hospital NHS Foundation Trust | Standing Way | Eaglestone | Milton Keynes |  |  | MK6 5LD | 14/01/2019 | Used waters arising from boiler blowdown procedures. | Milton Keynes University Hospital NHS Foundation Trust | Standing Way | Eaglestone | Milton Keynes |  |  | MK6 5LD | the outlet pipe of the boiler blowdown | Marlborough Street | SP8675537343 | SP8705637184 | [54 empty] | 2000 | mg/l | [54 empty] | 0.4 | l/s | [48 empty] | 12.5 | pH | 6 | pH | [18 empty] | 1000 | mg/l | [16 empty] | 45 | °C | [8 empty] | 4 | m³/d
COTTON VALLEY STW | S014004271KA1 | Direction | Live | No | TEDI-0185-2018 | Bleak Hall Depot | Synergy Park | Chesney Wold | Bleak Hall | Milton Keynes |  | MK6 1LY | 30/01/2019 | The combined discharge from the interceptor comprising the following only:- Used water from the external washing of vehicles - Effluent from the dewatering of road gully detritus after solids removal - Run off from refuelling point. | Milton Keynes Borough Council | PO Box 110 | Civic Offices, 1 Saxon Gate East | Central Milton Keynes | Buckinghamshire |  | MK9 3EJ | a point immediately after the interceptor | Chesney Wold, Milton Keynes | SP8550036500 | SP8538036685 | [54 empty] | 2500 | mg/l | [54 empty] | 2 | l/s | [48 empty] | 11 | pH | 6 | pH | [18 empty] | 1000 | mg/l | [16 empty] | 45 | °C | [8 empty] | 7 | m³/d
COTTON VALLEY STW | S014004265KA1 | Direction | Live | No | TEDI-0087-2018 | Breedon Southern Limited | Concrete Batching Plant | Chesney Wold | Milton Keynes | Buckinghamshire |  | MK6 1LS | 07/07/2018 | Used waters arising from the operations of a concrete batching plant, plus contaminated surface water run-off after settlement. | Breedon Southern Limited | Pinnacle House | Breedon Quarry | Breedon On The Hill | Derby |  | DE73 8AP | the settlement tanks on site | Chesney Wold, Milton Keynes | SP8579036310 | SP8577836365 | [54 empty] | 2000 | mg/l | [54 empty] | 1 | l/s | [48 empty] | 12 | pH | 6 | pH | [18 empty] | 1000 | mg/l | [16 empty] | 45 | °C | [8 empty] | 5 | m³/d
COTTON VALLEY STW | S014004F18KA1 | Consent | Live | No | TECO-0097-2018 | Milton Keynes Waste Recovery Park | Dickens Road | Old Wolverton | Milton Keynes |  |  | MK12 5QF | 03/10/2018 | Used water arising from: 1. Boiler blowdown. 2. Reject water from the reverse osmosis plant & polishing units. 3. Steam condensate from steam turbine vacuum pumps. | AmeyCespa (MK) ODC Limited | The Sherard Building | Edmund Halley Road | Oxford | Oxfordshire |  | OX4 4DQ | the blended effluent tank | Dickens Road | SP8131141671 | SP8131141671 | [54 empty] | 2000 | mg/l | [54 empty] | 3.8 | l/s | [48 empty] | 12.5 | pH | 6 | pH | [18 empty] | 1000 | mg/l | [16 empty] | 45 | °C | [8 empty] | 70 | m³/d
COTTON VALLEY STW | S014004A06KA1 | Direction | Live | No | TEDI-0183-2019 | Quantum Heat Treatment | 43 Barton Road | Water Eaton Industrial Estate | Bletchley | Milton Keynes | Buckinghamshire | MK2 3DE | 12/02/2020 | Used water comprising settled rinse waters associated with the heat treatment of metals. | Technoking Ltd T/A Quantum Heat Treatment | 43 Barton Road | Water Eaton Industrial Estate | Bletchley | Milton Keynes | Buckinghamshire | MK2 3DE | the manhole chamber after settlement at the rear of the premises | Barton Road, Bletchley | SP8750532637 | SP8742232639 | [54 empty] | 4000 | mg/l | [12 empty] | 2.5 | mg/l | [40 empty] | 1 | l/s | [32 empty] | 2 | mg/l |  |  | 250 | mg/l | [10 empty] | 11 | pH | 6 | pH | [18 empty] | 1500 | mg/l | [8 empty] | 1000 | mg/l | [6 empty] | 45 | °C | [8 empty] | 8 | m³/d | [14 empty] | 1.5 | mg/l
COTTON VALLEY STW | S014004F23KA1 | Consent | Live | No | TECO-0165-2018 | Royal Mail Group Ltd | Milton Keynes Vehicle Service Centre | Dunsby Road | Milton Keynes, Buckinghamshire |  |  | MK6 4AD | 07/01/2019 | Used water, after passage via an interceptor, from the external washing of vehicles only. | Royal Mail Group Ltd | 100 Victoria Embankment | London |  |  |  | EC4Y 0HQ | the discharge pipe from the interceptor | Grafton Street | SP8620036004 | SP8622336016 | [54 empty] | 2500 | mg/l | [54 empty] | 0.2 | l/s | [48 empty] | 11 | pH | 6 | pH | [18 empty] | 1000 | mg/l | [16 empty] | 45 | °C | [8 empty] | 0.8 | m³/d
COTTON VALLEY STW | S014004138KA1 | Direction | Live | No | TEDI-0131-2019 | British Telecommunications PLC | Chesney Wold | Bleak Hall | Milton Keynes | Buckinghamshire |  | MK6 1BA | 07/01/2020 | Used water from the external cleaning of vehicles only. | British Telecommunications PLC | 81 Newgate Street | London |  |  |  | EC1A 7AJ | a point prior to discharge into the public foul sewer | Chesney Wold, Bleak Hall | SP8549436580 | SP8550136616 | [54 empty] | 2500 | mg/l | [54 empty] | 1 | l/s | [48 empty] | 11 | pH | 6 | pH | [18 empty] | 1000 | mg/l | [16 empty] | 45 | °C | [8 empty] | 5 | m³/d
COTTON VALLEY STW | S014004D87KA1 | Direction | Live | No | TEDI-0165-2020 | LUUK | Maidstone Road | Kingston | Milton Keynes | Buckinghamshire |  | MK10 0BD | 04/01/2021 | Used water emanating from baking processes and the cleaning of associated machinery after passing through settlement tanks. | Lantmannen UK Holding Limited T/A LUUK | Maidstone Road | Kingston | Milton Keynes | Buckinghamshire |  | MK10 0BD | a point in the verge adjacent to the premises | Maidstone Road, Milton Keynes (150 mm sewer) MH reference 2701 | SP9024038770 | SP9024038770 | [54 empty] | 6500 | mg/l | [54 empty] | 5 | l/s | [36 empty] | 250 | mg/l | [10 empty] | 10 | pH | 6 | pH | [18 empty] | 2000 | mg/l | [16 empty] | 43 | °C | [8 empty] | 120 | m³/d | [14 empty] | 5 | mg/l
COTTON VALLEY STW | S014004E87KA1 | Direction | Live | No | TEDI-0179-2020 | T/A Bucks Star Beer | 23 Twizel Close | Stonebridge | Milton Keynes | Buckinghamshire |  | MK13 0DX | 18/01/2021 | Used water arising from the washing & sterilisation of brewing equipment used in micro-brewery. | Recognise Limited | 23 Twizel Close | Stonebridge | Milton Keynes | Buckinghamshire |  | MK13 ODX | the outlet from the discharge pipe in factory area, prior to discharging to the public foul sewer | Fingle Drive, Milton Keynes. MH reference number 3000 | SP8228440971 | SP8237141065 | [54 empty] | 10000 | mg/l | [54 empty] | 1 | l/s | [48 empty] | 10 | pH | 6 | pH | [18 empty] | 1500 | mg/l | [16 empty] | 43 | °C | [8 empty] | 1 | m³/d
COTTON VALLEY STW | S01DOM0001KA1 | Consent | Live | No | TECO-0079-2020 | ARK Detailing | 18 Carisbrooke Way | Kingsmead | Milton Keynes | Buckinghamshire |  | MK4 4BD | 29/07/2020 | Used water from the external washing of vehicles only. | ARK Detailing | 18 Carisbrooke Way | Kingsmead | Milton Keynes | Buckinghamshire |  | MK4 4BD | the drain grid on the driveway | Carisbrooke Way | SP8228534241 | SP8229534247 | [54 empty] | 2500 | mg/l | [54 empty] | 1 | l/s | [48 empty] | 11 | pH | 6 | pH | [18 empty] | 1000 | mg/l | [16 empty] | 43 | °C | [8 empty] | 1 | m³/d
COTTON VALLEY STW | S01DOM0003KA1 | Consent | Live | No | TECO-0148-2020 | T/A Red Wheelie Bin Cleaning | 31 Leafield Rise | Two Mile Ash | Milton Keynes |  |  | MK8 8BU | 18/11/2020 | Screened used water from the cleaning of wheelie bins (by a high pressure wash). | AndyKat Services Ltd | 26 Leigh Road | Eastleigh |  |  |  | SO50 9DT | the point prior to discharge into public foul sewer | Manhole reference number 0601 located on Leafield Rise | SP8194538702 | SP8200238699 | [54 empty] | 2000 | mg/l | [54 empty] | 1 | l/s | [48 empty] | 10 | pH | 6 | pH | [18 empty] | 1000 | mg/l | [16 empty] | 43 | °C | [8 empty] | 1 | m³/d
COTTON VALLEY STW | S014004D63KA1 | Direction | Live | No | TEDI-0133-2020 | Givaudan 2007 UK Limited | Chippenham Drive | Kingston | Milton Keynes | Buckinghamshire |  | MK10 0AE | 27/09/2021 | Used waters from the rinsing of vessels in a spray booth dryer. | Givaudan 2007 UK Limited | Chippenham Drive | Kingston | Milton Keynes | Buckinghamshire |  | MK10 0AE | the chamber under the spray booth dryer | Chippenham Drive | SP9073038360 | SP9077038430 | [54 empty] | 2500 | mg/l | [54 empty] | 0.7 | l/s | [48 empty] | 10 | pH | 6 | pH | [18 empty] | 300 | mg/l | [16 empty] | 43 | °C | [8 empty] | 1 | m³/d
COTTON VALLEY STW | S014004F32KA1 | Consent | Live | No | TECO-0159-2020 | Lancaster Jaguar Milton Keynes | Northfield Drive | Milton Keynes |  |  |  | MK15 0DQ | 14/12/2020 | Used water, after passage via an interceptor and silt trap, from the external washing of vehicles only. | Jardine Motors Group UK Limited | 770 The Crescent | Colchester Business Park | Colchester |  |  | CO4 9YQ | the point prior to discharge into the public foul sewer | the Connection behind Tongwell Street in front of building. Manhole reference number 5903 | SP8863839997 | SP8859739999 | [54 empty] | 2500 | mg/l | [54 empty] | 1 | l/s | [48 empty] | 11 | pH | 6 | pH | [18 empty] | 1000 | mg/l | [16 empty] | 43 | °C | [8 empty] | 2 | m³/d
COTTON VALLEY STW | S014004F30KA1 | TE agreement | Live | No | TEAG-0001-2020 | Mick George Ltd | Cotton Valley Transfer Station | Tonguewell Street | Pineham | Milton Keynes |  | MK15 9PA | 13/01/2021 | Used waters arising from contaminated run off from concrete batching area and waste transfer and recycling activities after passage through an interceptor and holding tank. | Mick George Ltd | 6 Lancaster Way | Ermine Business Park | Huntingdon | Cambridgeshire |  | PE29 6XU | a point prior to discharging into Anglian Water's Water Recycling Network | Anglian Water's Water Recycling Network at a point marked "X" in the attached plan | SP8838540539 | SP8847040560 | [54 empty] | 2000 | mg/l | [54 empty] | 5 | l/s | [48 empty] | 12 | pH | 6 | pH | [18 empty] | 1000 | mg/l | [16 empty] | 43 | °C | [8 empty] | 432 | m³/d
COTTON VALLEY STW | S014004F11KA1 | Direction | Live | Yes | TEDI-0006-2021 | MSD Animal Health UK Limited | Walton Manor | Walton | Milton Keynes | Buckinghamshire |  | MK7 7AJ | 11/03/2021 | Used water which has been treated and blended from: (1) the production of animal vaccines from organisms in development or production by MSD Animal Health, (2) sterile liquids arising from vaccine research development and testing, (3) the washing down of poultry housing and associated equipment, and (4) boiler blow-down, cooling towers and swimming pool backwash. | MSD Animal Health UK Limited | Walton Manor | Walton | Milton Keynes | Buckinghamshire |  | MK7 7AJ | the discharge pipe after the treatment system | manhole 1402, leading to the Ouse Valley Trunk sewer | SP8902836452 | SP8913936429 |  |  |  |  | 2560 | µg/l | [48 empty] | 2500 | mg/l | [46 empty] | 1 | mg/l | [6 empty] | 10 | l/s | [20 empty] | 0.001 | mg/l | [26 empty] | 10 | pH | 6 | pH | [18 empty] | 1000 | mg/l | [16 empty] | 43 | °C | [8 empty] | 300 | m³/d
COTTON VALLEY STW | S014004D87KA2 | Direction | Live | No | TEDI-0166-2020 | LUUK | Maidstone Road | Kingston | Milton Keynes | Buckinghamshire |  | MK10 0BD | 04/01/2021 | Used water emanating from baking processes and the cleaning of associated machinery after passing through settlement tanks. | Lantmannen UK Holding Limited T/A LUUK | Maidstone Road | Kingston | Milton Keynes | Buckinghamshire |  | MK10 0BD | a point in the pathway adjacent to the premises | Maidstone Road, Milton Keynes (150 mm sewer) MH reference number 2702 | SP9028038760 | SP9028038760 | [54 empty] | 6500 | mg/l | [16 empty] | 3 | mg/l | [36 empty] | 5 | l/s | [36 empty] | 250 | mg/l | [10 empty] | 10 | pH | 6 | pH | [18 empty] | 2000 | mg/l | [16 empty] | 43 | °C | [8 empty] | 120 | m³/d | [14 empty] | 5 | mg/l
COTTON VALLEY STW | S014004OERKA1 | Consent | Live | No | TECO-0087-2020 | Oerlikon Balzers Coating UK Limited | Oerlikon Bradbourne Drive | Tilbrook | Milton Keynes | Buckinghamshire |  | MK7 8AT | 23/09/2020 | Used water arising from ultrasonic cleaning process. | Oerlikon Balzers Coating UK Limited | Oerlikon Bradbourne Drive | Tilbrook | Milton Keynes | Buckinghamshire |  | MK7 8AT | a point after the rising tanks prior to discharging to the public foul sewer | the sewer on Bradbourne Drive, Tilbrook, Milton Keynes | TL9000935696 | TL9004835723 | [54 empty] | 3000 | mg/l | [54 empty] | 1 | l/s | [48 empty] | 10 | pH | 6 | pH | [18 empty] | 1000 | mg/l | [16 empty] | 43 | °C | [8 empty] | 3 | m³/d
COTTON VALLEY STW | S014004E18KA1 | Direction | Live | No | TEDI-0031-2021 | Sunbelt Rentals Limited | 2 Bridgeturn Avenue | Old Wolverton | Milton Keynes |  |  | MK12 5QL | 26/04/2021 | Used waters generated during the external cleaning of plant and machinery, after passage through an interceptor. | Sunbelt Rentals Limited | 100 Cheapside | London |  |  |  | EC2V 6DT | a point after the interceptor and prior to discharging to the public foul sewer | Bridgeturn Avenue, Milton Keynes. MH ref no. 7401 | SP8170041500 | SP8170041470 | [54 empty] | 2000 | mg/l | [54 empty] | 0.6 | l/s | [36 empty] | 250 | mg/l | [10 empty] | 11 | pH | 6 | pH | [18 empty] | 1000 | mg/l | [16 empty] | 43 | °C | [8 empty] | 10 | m³/d
COTTON VALLEY STW | S014004F33KA1 | Consent | Live | No | TECO-0164-2020 | Marshall Volkswagen Milton Keynes | Greyfairs Court | Kingston | Milton Keynes |  |  | MK10 0BN | 17/12/2020 | Used waters after passage via a suitable and maintained interceptor, from the external washing and internal wet valeting of vehicles. | Marshall Motor Holdings PLC | Airport House | The Airport | Cambridge |  |  | CB5 8RY | point prior to discharge into the public foul sewer | Public foul sewer located on Greyfairs Court | SP8989738605 | SP8980338582 | [54 empty] | 2500 | mg/l | [54 empty] | 1 | l/s | [48 empty] | 11 | pH | 6 | pH | [18 empty] | 1000 | mg/l | [16 empty] | 43 | °C | [8 empty] | 5 | m³/d
COTTON VALLEY STW | S014004F35KA1 | Consent | Live | No | TECO-0044-2021 | Asda Milton Keynes Petrol Station | Bletcham Way | Milton Keynes |  |  |  | MK1 1QB | 24/02/2021 | Used water, after passage via an interceptor, from the external washing of vehicles only. | ASDA Stores Limited | ASDA House | Southbank | Great Wilson Street | Leeds |  | LS11 5AD | a point prior to discharge into the public foul sewer after passage through an interceptor | Bletcham Way, MH ref. 9900 | SP8698243955 | SP8696134956 | [54 empty] | 2500 | mg/l | [54 empty] | 5 | l/s | [48 empty] | 11 | pH | 6 | pH | [18 empty] | 1000 | mg/l | [16 empty] | 43 | °C | [8 empty] | 8 | m³/d
COTTON VALLEY STW | S014004E94KA1 | Direction | Live | No | TEDI-0054-2021 | Deli 24 Limited | Dawson Road | Mount Farm | Bletchley, Milton Keynes |  |  | MK1 1JN | 19/04/2021 | Used waters from Unit 2, after passage through an interceptor, arising from the washing of plant and equipment used in the preparation of food products. | Deli 24 Limited | Dawson Road | Mount Farm | Bletchley, Milton Keynes |  |  | MK1 1JN | the sample point located inside manhole within locked yard | Dawson Road, MH no. 4203 | SP8752035300 | SP8748535250 | [54 empty] | 5000 | mg/l | [54 empty] | 1 | l/s | [36 empty] | 250 | mg/l | [10 empty] | 10 | pH | 6 | pH | [18 empty] | 1500 | mg/l | [16 empty] | 43 | °C | [8 empty] | 24 | m³/d
COTTON VALLEY STW | S014004F34KA1 | Consent | Live | No | TECO-0050-2021 | Milton Keynes NHS Foundation Trust | Pathology Laboratory | Standing Way, Eaglestone | Milton Keynes | Buckinghamshire |  | MK6 5LD | 17/05/2021 | Used waters arising from the cellular pathology laboratory. Activities include the processing of human tissue after preservation in 10% formalin fixative. | Milton Keynes NHS Foundation Trust | Standing Way | Eaglestone | Milton Keynes | Buckinghamshire |  | MK6 5LD | a point prior to discharge into the public foul sewer | Standing Way, Milton Keynes, MH 0103 | SP8687237376 | SP8705637184 | [54 empty] | 40000 | mg/l | [54 empty] | 0.2 | l/s | [48 empty] | 10 | pH | 6 | pH | [18 empty] | 500 | mg/l | [16 empty] | 43 | °C | [8 empty] | 0.1 | m³/d
COTTON VALLEY STW | S014004427KA1 | Direction | Live | No | TEDI-0058-2021 | Refresco Drinks UK Limited | 7 Northfield Drive | Northfield | Milton Keynes |  |  | MK15 0DD | 31/05/2021 | Used waters generated during the manufacture and canning of soft and alcoholic drinks - from over filling, spillages, plant cleaning, plus water treatment and softening plant. | Refresco Drinks UK Limited | Citrus Grove | Sideley | Kegworth | Derby |  | DE74 2FJ | the v-notch weir of the effluent treatment plant, prior to discharging to the public foul sewer | Northfield Drive, Milton Keynes | SP8871140264 | SP8870040290 | [54 empty] | 11500 | mg/l | [54 empty] | 14 | l/s | [48 empty] | 11 | pH | 6 | pH | [8 empty] | 19 | mg/l | [8 empty] | 600 | mg/l | [8 empty] | 1500 | mg/l | 5 | mg/l |  |  |  |  | 43 | °C | [8 empty] | 1000 | m³/d | [14 empty] | 1.5 | mg/l
COTTON VALLEY STW | S014004D24KA1 | Direction | Live | Yes | TEDI-0059-2021 | Aston Martin Works Limited | Tickford Street | Newport Pagnell | Buckinghamshire |  |  | MK16 9AN | 26/04/2021 | Used water generated from a component washing machine, wheel clean machine, floor washings and the steam cleaning of engines. | Aston Martin Works Limited | Banbury Road | Gaydon | Warwickshire |  |  | CV35 0DB | the discharge pipe from the interceptor, prior to discharging to the public foul sewer | Tickford Street, Newport Pagnell. MH Ref no. 0601 | SP8810043670 | SP8802043700 | [48 empty] | 0.1 | mg/l |  |  |  |  | 4000 | mg/l | [16 empty] | 3 | mg/l | [36 empty] | 0.3 | l/s | [36 empty] | 250 | mg/l | [10 empty] | 10 | pH | 6 | pH | [18 empty] | 1000 | mg/l | [16 empty] | 43 | °C | [8 empty] | 1 | m³/d | [14 empty] | 5 | mg/l
COTTON VALLEY STW | S014004E74KA1 | Direction | Live | No | TEDI-0089-2021 | Supreme Wheels Direct Limited | Unit 16 - 26 Maryland Road | Tongwell | Milton Keynes | Buckinghamshire |  | MK15 8HF | 01/06/2021 | Used waters, after pH correction, arising from the washing of alloy wheels following paint removal. | Supreme Wheels Direct Limited | Headway House | Crosby Way | Farnham | Surrey |  | GU9 7XG | the Sample tap within the factory, prior to discharging into the public foul sewer and after pH correction | Maryland Road, Milton Keynes, MH ref. 8702 | SP8693041800 | SP8687741762 | [54 empty] | 25000 | mg/l | [12 empty] | 5 | mg/l |  |  | 3 | mg/l | [36 empty] | 0.3 | l/s |  |  |  |  | 50 | mg/l | [26 empty] | 3 | mg/l | [14 empty] | 10 | pH | 6 | pH | [18 empty] | 1000 | mg/l | [8 empty] | 1000 | mg/l | [6 empty] | 43 | °C | [8 empty] | 0.5 | m³/d | [14 empty] | 5 | mg/l
COTTON VALLEY STW | S014004D62KA1 | Direction | Live | No | TEDI-0091-2021 | Holophane Europe Limited | Bond Avenue | Bletchley | Milton Keynes | Buckinghamshire |  | MK1 1JG | 08/06/2021 | Used waters arising from airline compressors. | Holophane Europe Limited | Bond Avenue | Bletchley | Milton Keynes | Buckinghamshire |  | MK1 1JG | a point within the factory prior to discharging to the public foul sewer | Mount Avenue, Bletchley, Milton Keynes. MH ref. 0201 | SP8798035150 | SP8795035080 | [54 empty] | 500 | mg/l | [54 empty] | 0.01 | l/s | [48 empty] | 10 | pH | 6 | pH | [18 empty] | 500 | mg/l | [16 empty] | 43 | °C | [8 empty] | 0.01 | m³/d
COTTON VALLEY STW | S014004C68KA1 | Direction | Live | No | TEDI-0133-2021 | Hydrafeed Ltd | Talgarth House | Bond Avenue | Mount Farm Industrial Estate | Milton Keynes |  | MK1 1JD | 24/08/2021 | Used waters from tumbling operations. | Hydrafeed Limited | Talgarth House | Bond Avenue | Mount Farm Industrial Estate | Milton Keynes, Buckinghamshire |  | MK1 1JD | the discharge from the effluent tank in yard, prior to discharging to the public foul sewer | Bond Avenue, Milton Keynes, MH 0201 | SP8798035130 | SP8795035070 | [54 empty] | 3000 | mg/l | [54 empty] | 2 | l/s | [48 empty] | 10 | pH | 6 | pH | [18 empty] | 1000 | mg/l | [16 empty] | 43 | °C | [8 empty] | 0.1 | m³/d
COTTON VALLEY STW | S014004E41KA1 | Direction | Live | No | TEDI-0154-2021 | Deli 24 Limited | Dawson Road | Mount Farm | Bletchley, Milton Keynes |  |  | MK1 1JN | 15/09/2021 | Used waters from Unit 1, after passage through an interceptor, arising from the washing of plant and equipment used in the preparation of food products. | Deli 24 Limited | Dawson Road | Mount Farm | Bletchley, Milton Keynes |  |  | MK1 1JN | a point in the manhole chamber after the interceptor and prior to discharging to the public foul sewer | Dawson Road, Bletchley, MH ref. number 4302 | SP8747335360 | SP8746035350 | [54 empty] | 10000 | mg/l | [54 empty] | 1 | l/s | [48 empty] | 10 | pH | 6 | pH | [18 empty] | 2000 | mg/l | [16 empty] | 43 | °C | [8 empty] | 10 | m³/d
COTTON VALLEY STW | S014004E43KA1 | Direction | Live | No | TEDI-0170-2021 | Papa John's (GB) Limited | 11 Northfield Drive | Milton Keynes | Buckinghamshire |  |  | MK15 0DQ | 04/10/2021 | Used waters, after passage through an interceptor, arising from the washing down of plant and equipment used to manufacture pizza dough. | Papa John's (GB) Limited | Papa John's UK European | Campus 11 Northfield Drive | Northfield | Milton Keynes | Buckinghamshire | MK15 0DQ | the end chamber of the interceptor prior to discharging to the public foul sewer | H6 Childs Way, Milton Keynes, MH 7700 | SP8872039810 | SP8877039750 | [54 empty] | 5000 | mg/l | [54 empty] | 1 | l/s | [48 empty] | 10 | pH | 6 | pH | [18 empty] | 1000 | mg/l | [16 empty] | 43 | °C | [8 empty] | 4 | m³/d
COTTON VALLEY STW | S014004E72KA1 | Direction | Live | No | TEDI-0140-2021 | Domino's Pizza UK and Ireland Limited | 1 Thornbury | West Ashland | Milton Keynes | Buckinghamshire |  | MK6 4BB | 01/09/2021 | Used waters consisting of contaminated surface run-off from waste collection and storage areas. | Domino's Pizza UK and Ireland Limited | 1 Thornbury | West Ashland | Milton Keynes | Buckinghamshire |  | MK6 4BB | the discharge point positioned after the silt traps | West Ashlands, Milton Keynes, MH 0701 | SP8701035720 | SP8701035720 | [54 empty] | 2000 | mg/l | [54 empty] | 0.5 | l/s | [48 empty] | 10 | pH | 6 | pH | [18 empty] | 200 | mg/l | [16 empty] | 43 | °C | [8 empty] | 0.5 | m³/d
COTTON VALLEY STW | S014004F39KA1 | Direction | Live | No | TEDI-0219-2021 | UCC Coffee UK Limited | Bradbourne Drive | Tilbrook | Milton Keynes | Buckinghamshire |  | MK46 5QH | 20/12/2021 | Used waters arising from the cleaning of coffee machines and their components using detergents. | UCC Coffee UK Limited | Bradbourne Drive | Tilbrook | Milton Keynes | Buckinghamshire |  | MK46 5QH | a point prior to discharge into the public foul sewer | Bradbourne Drive, Milton Keynes, MH 9201 | SP8995535169 | SP8992135219 | [54 empty] | 5000 | mg/l | [54 empty] | 0.5 | l/s | [48 empty] | 11 | pH | 6 | pH | [18 empty] | 1000 | mg/l | [16 empty] | 43 | °C | [8 empty] | 7 | m³/d
COTTON VALLEY STW | S014004F10KA1 | Direction | Live | No | TEDI-0217-2021 | Murata Power Solutions (Milton Keynes) Ltd | Power Solutions House | Presley Way | Crownhill | Milton Keynes |  | MK8 0ES | 25/01/2022 | Used waters arising from the dicing and polishing process during the production of electronic components. | Murata Power Solutions (Milton Keynes) Limited | Power Solutions House | Presley Way | Crownhill | Milton Keynes, Buckinghamshire |  | MK8 0ES | the effluent tank, prior to discharge to the public foul sewer | Presley Way, Milton Keynes, MH 3301 | SP8234043723 | SP8233137371 | [54 empty] | 1000 | mg/l | [16 empty] | 3 | mg/l | [36 empty] | 1 | l/s | [32 empty] | 3 | mg/l | [14 empty] | 10 | pH | 6 | pH | [18 empty] | 1000 | mg/l | [16 empty] | 43 | °C | [8 empty] | 0.8 | m³/d
COTTON VALLEY STW | S014004D88KA1 | Direction | Live | No | TEDI-0295-2021 | Santa Maria UK Limited | Nimbus House | Maidstone Road | Milton Keynes | Buckinghamshire |  | MK10 0BD | 31/01/2022 | Used waters generated from the washdown of equipment/machinery used in baking processes. | Santa Maria UK Limited | Nimbus House | Maidstone Road | Milton Keynes | Buckinghamshire |  | MK10 0BD | the verge near the premises, prior to discharging to the public foul sewer | Maidstone Road, Milton Keynes, MH 6601 | SP9068038730 | SP9068038730 | [54 empty] | 5000 | mg/l | [54 empty] | 1 | l/s | [48 empty] | 10 | pH | 6 | pH | [18 empty] | 1000 | mg/l | [16 empty] | 43 | °C | [8 empty] | 10 | m³/d
COTTON VALLEY STW | S014004F40KA1 | Consent | Live | No | TECO-0236-2021 | Speedy Asset Services Limited | 43 Carters Lane | Milton Keynes | Buckinghamshire |  |  | MK13 3EY | 06/12/2021 | Used water arising from the washing of plant, tools and equipment after safe passage through a suitably sized and maintained interceptor. | Speedy Asset Services Limited | Chase House | 16 The Parks | Newton-Le-Willows | Merseyside |  | WA12 0JX | a point prior to discharge into the public foul sewer, after safe passage through a suitably sized and maintained interceptor | Carters Lane, Milton Keynes, MH 6102 | SP8055639150 | SP8060639165 | [54 empty] | 2500 | mg/l | [54 empty] | 0.5 | l/s | [48 empty] | 11 | pH | 6 | pH | [18 empty] | 1000 | mg/l | [16 empty] | 43 | °C | [8 empty] | 3 | m³/d
COTTON VALLEY STW | S014004F41KA1 | Consent | Live | No | TECO-0239-2021 | Murata Power Solutions (Milton Keynes) Limited | Power Solutions House | Presley Way | Crownhill | Milton Keynes | Buckinghamshire | MK8 0ES | 09/12/2021 | Used waters arising from Environmental Chambers which use demineralised water for temperature and humidity conditioning of electronic components. | Murata Power Solutions (Milton Keynes) Limited | Power Solutions House | Presley Way | Crownhill | Milton Keynes | Buckinghamshire | MK8 0ES | a point prior to discharge to the public foul sewer | Presley Drive, Milton Keynes, MH 3301 | SP8234437321 | SP8233137371 | [54 empty] | 1000 | mg/l | [54 empty] | 1 | l/s | [48 empty] | 10 | pH | 6 | pH | [18 empty] | 500 | mg/l | [16 empty] | 43 | °C | [8 empty] | 0.2 | m³/d
COTTON VALLEY STW | S014004D71KA1 | Direction | Live | No | TEDI-0040-2022 | SMC Pneumatics (U.K.) Ltd | Vincent Avenue | Crownhill | Milton Keynes | Buckinghamshire |  | MK8 0AN | 01/04/2022 | Used waters derived from the process of de-burring of aluminium components. | SMC Pneumatics (U.K.) Limited | Vincent Avenue | Crownhill | Milton Keynes | Buckinghamshire |  | MK8 0AN | the sample tap within compression horse in production area, prior to discharge to the public foul sewer | Vincent Avenue, Milton Keynes, MH 6402 | SP8264037480 | SP8264037480 | [54 empty] | 1000 | mg/l | [54 empty] | 0.3 | l/s | [48 empty] | 10 | pH | 6 | pH | [18 empty] | 500 | mg/l | [8 empty] | 1000 | mg/l | [6 empty] | 43 | °C | [8 empty] | 2 | m³/d
COTTON VALLEY STW | S014004E88KA1 | Direction | Live | No | TEDI-0153-2022 | GOSH! Food Limited | Unit 1 Europa Business Park | Maidstone Road | Kingston | Milton Keynes | Buckinghamshire | MK10 0BD | 01/11/2022 | Used waters generated from the production of convenience meals. | GOSH! Food Limited | Unit 1 Europa Business Park | Maidstone Road | Kingston | Milton Keynes | Buckinghamshire | MK10 0BD | the manhole after settlement tank, prior to discharge to the public foul sewer | Maidstone Road, Milton Keynes, MH 7701 | SP9076338655 | SP9075438720 | [54 empty] | 5000 | mg/l | [54 empty] | 1 | l/s | [36 empty] | 250 | mg/l | [10 empty] | 10 | pH | 6 | pH | [18 empty] | 1500 | mg/l | [8 empty] | 1000 | mg/l | [6 empty] | 43 | °C | [8 empty] | 120 | m³/d
COTTON VALLEY STW | S014004E60KA1 | Direction | Live | No | TEDI-0191-2022 | Ralph Coleman International Ltd | Unit 1&2, Stratus Park | Brudenell Drive | Brinklow | Milton Keynes |  | MK10 0DE | 10/10/2022 | Used waters from the washing of food trays. | Ralph Coleman International Limited | Hazell Way | Bermuda Industrial Estate | Nuneaton | Warwickshire |  | CV10 7PQ | the tray wash discharge pipe, prior to entering the public foul sewer | Brudenell Drive, Brinklow, MH 1601 | SP9012037600 | SP9012037630 | [54 empty] | 2000 | mg/l | [54 empty] | 0.6 | l/s | [48 empty] | 10 | pH | 6 | pH | [18 empty] | 500 | mg/l | [16 empty] | 43 | °C | [8 empty] | 25 | m³/d
COTTON VALLEY STW | S014004E21KA1 | Direction | Live | No | TEDI-0192-2022 | FCC Waste Services (UK) Limited | Bletchley Landfill Site | Bletchley | Milton Keynes | Buckinghamshire |  | MK3 5JU | 17/10/2022 | Treated leachate arising from the Bletchley landfill site, and from other external leachate sources. | FCC Waste Services (UK) Limited | 3 Sidings Court | White Road Way | Doncaster | England |  | DN4 5NU | a point on the discharge pipe from the effluent treatment plant, prior to discharge to the public foul sewer | Bletchley Road, Milton Keynes, MH 8002 | SP8528332053 | SP8489532010 | [24 empty] | 20 | mg/l | [10 empty] | 2 | µg/l | [16 empty] | 2000 | mg/l |  |  |  |  | 4500 | mg/l | [48 empty] | 3.5 | l/s | [18 empty] | 2 | µg/l | [10 empty] | 2 | µg/l | [16 empty] | 10 | pH | 6 | pH | [18 empty] | 500 | mg/l | [8 empty] | 1000 | mg/l | 0.5 | mg/l |  |  |  |  | 43 | °C | [8 empty] | 200 | m³/d | 150 | mg/l
COTTON VALLEY STW | S014004234KA1 | Direction | Live | No | TEDI-0196-2022 | Ball Beverage Packaging UK Limited | Northfield Drive | Milton Keynes | Buckinghamshire |  |  | MK15 0DA | 01/11/2022 | Used waters, after passage through the effluent treatment plant, arising from the manufacture and washing of aluminium and steel cans. | Ball Beverage Packaging UK Limited | 100 Capability Green | Luton | Bedfordshire |  |  | LU1 3LG | the weir at the top of the effluent treatment plant, prior to discharge to the public foul sewer | Northfield Drive, Milton Keynes, MH 7301 | SP8880940186 | SP8877440300 | [22 empty] | 85 | mg/l | [30 empty] | 1000 | mg/l | [54 empty] | 8 | l/s | [36 empty] | 250 | mg/l | [10 empty] | 10 | pH | 6 | pH | [18 empty] | 600 | mg/l | [8 empty] | 1000 | mg/l | [6 empty] | 43 | °C | [8 empty] | 650 | m³/d
COTTON VALLEY STW | S014004E67KA | Direction | Live | No | TEDI-0244-2022 | A G Barr PLC | Magna Park | Crossley Drive | Fen Farm | Milton Keynes | Buckinghamshire | MK17 8FL | 06/02/2023 | Used waters generated during the manufacture, canning & bottling of soft and alcoholic drinks, and arising from overfilling spillages, plant cleaning, plus water treatment & softening plant after pH correction and balancing. | A G Barr PLC | Westfield House | 4 Mollens Road | Westfield Industrial Estate | Cumbernauld | Glasgow | G68 9HD | the discharge pipe situated after flow meter, and prior to discharging to the public foul sewer | Crossley Drive, Milton Keynes, MH 3600 | SP9135138363 | SP9139238632 | [54 empty] | 7000 | mg/l | [54 empty] | 16 | l/s | [48 empty] | 10 | pH | 6 | pH | [18 empty] | 500 | mg/l | [16 empty] | 43 | °C | [8 empty] | 1380 | m³/d
COTTON VALLEY STW | S014004D15KA1 | Direction | Live | No | TEDI-0271-2022 | T/A Cranswick Convenience Foods Limited | Steinbeck Crescent | Snelshall West | Milton Keynes |  |  | MK4 4AE | 09/01/2023 | Used waters generated during meat preparation, cooking, product cooling and the washing down of associated manufacturing equipment. | Cranswick Country Foods PLC | Crane Court Hesslewood Office Park | Ferriby Road | Hessle | East Riding of Yorkshire |  | HU13 0PA | the sampling machine in the main car park area | Anderson Gate (Westerly Flow), Milton Keynes, MH 0001 | SP8301033040 | SP8301033040 | [54 empty] | 6000 | mg/l |  |  |  |  | 6000 | mg/l | [48 empty] | 5 | l/s | [48 empty] | 10 | pH | 6 | pH | [8 empty] | 150 | mg/l | [8 empty] | 950 | mg/l | [16 empty] | 43 | °C | [8 empty] | 110 | m³/d
COTTON VALLEY STW | S014004F46KA1 | Consent | Live | No | TECO-0210-2022 | Thyssenkrupp Materials (UK) Limited | Optima 130 | Garmonde Drive | Wymbush | Milton Keynes | Buckinghamshire | MK8 8DF | 22/11/2022 | Used waters arising from the washing of floors. | Thyssenkrupp Materials (UK) Limited | Cox Lane | Cradley Heath | West Midlands |  |  | B64 5QU | a private foul drain in the yard, prior to discharge into the public foul sewer | public foul sewer running across A5, MH 0901 | SP8286438924 | SP8300138913 | [54 empty] | 2500 | mg/l | [54 empty] | 0.3 | l/s | [48 empty] | 11 | pH | 6 | pH | [18 empty] | 1000 | mg/l | [16 empty] | 43 | °C | [8 empty] | 0.32 | m³/d
COTTON VALLEY STW | S014004F43KA1 | Consent | Live | No | TECO-0192-2022 | Red Bull Powertrains Limited | Redbull Technology Campus, Building 8 | Bradbourne Drive | Tilbrook | Milton Keynes | Buckinghamshire | MK7 8BE | 05/12/2022 | Used waters arising from the rinsing of metal components after the Non-Destructive Testing (NDT) process and ultrasonic cleaning of powertrain parts and components from building 8, after passage through an interceptor. | Red Bull Powertrains Limited | Redbull Technology Campus, Building 8 | Bradbourne Drive | Tilbrook | Milton Keynes | Buckinghamshire | MK7 8BE | the oil interceptor, prior to discharge to the public foul sewer | Bradbourne Drive Milton Keynes, MH 1351 | SP8999835345 | SP9013135388 | [54 empty] | 5000 | mg/l | [54 empty] | 0.021 | l/s | [36 empty] | 250 | mg/l | [10 empty] | 10 | pH | 6 | pH | [18 empty] | 1000 | mg/l | [16 empty] | 43 | °C | [8 empty] | 0.3 | m³/d | [14 empty] | 5 | mg/l
COTTON VALLEY STW | S014004E73KA1 | Direction | Live | No | TEDI-0012-2023 | Red Bull Technology Limited | 6 Sherbourne Drive | Tilbrook | Milton Keynes | Buckinghamshire |  | MK7 8BQ | 13/03/2023 | Used Waters arising from the external washing of vehicles after passage through an interceptor. | Red Bull Technology Limited | Building 1 | Bradbourne Drive | Tilbrook | Milton Keynes, Buckinghamshire |  | MK7 8BJ | the discharge pipe from interceptor, prior to discharge to the public foul sewer | Bradbourne Drive, Tilbrook, MH 9201 | SP8988023580 | SP8992035210 | [54 empty] | 2500 | mg/l | [54 empty] | 1 | l/s | [48 empty] | 11 | pH | 6 | pH | [18 empty] | 1000 | mg/l | [16 empty] | 43 | °C | [8 empty] | 1 | m³/d
COTTON VALLEY STW | S014004E51KA1 | Direction | Live | No | TEDI-0060-2023 | Winterhalter Limited | Winterhalter House | Roebuck Way | Knowlhill | Milton Keynes | Buckinghamshire | MK5 8WH | 23/05/2023 | Used waters arising from the descaling and destaining of commercial dishwashers. | Winterhalter Limited | Winterhalter House | Roebuck Way | Knowlhill | Milton Keynes | Buckinghamshire | MK5 8WH | the wash bay of the dishwasher cleaning room | the rear of the premises in Roebuck Way, Milton Keynes, MH 2902 | SP8429036920 | SP8426036930 | [54 empty] | 2500 | mg/l | [54 empty] | 0.03 | l/s | [48 empty] | 10 | pH | 6 | pH | [18 empty] | 1000 | mg/l | [16 empty] | 43 | °C | [8 empty] | 0.5 | m³/d | [14 empty] | 5 | mg/l
COTTON VALLEY STW | S014004E52KA1 | Direction | Live | No | TEDI-0315-2022 | SMC Pneumatics (U.K.) Limited | Vincent Avenue | Crownhill | Milton Keynes | Buckinghamshire |  | MK8 0AN | 06/02/2023 | Used waters arising from the (i) testing of pneumatic products and (ii) the washing of associated pipework and equipment. | SMC Pneumatics (U.K.) Limited | Vincent Avenue | Crownhill | Milton Keynes | Buckinghamshire |  | MK8 0AN | the outlet from the test tank situated in the test area of the factory, prior to discharge to the public foul sewer | Vincent Avenue, Milton Keynes, MH 6402 | SP8260037310 | SP8271037430 | [54 empty] | 3000 | mg/l | [54 empty] | 0.3 | l/s | [48 empty] | 10 | pH | 6 | pH | [18 empty] | 500 | mg/l | [16 empty] | 43 | °C | [8 empty] | 2 | m³/d
COTTON VALLEY STW | S014004F47KA1 | Consent | Live | No | TECO-0025-2023 | GAP Hire Solutions - Milton Keynes | 3 Dane Road | Denbigh East | Bletchley | Milton Keynes | Buckinghamshire | MK1 1JQ | 15/02/2023 | Used waters arising from the (i) external washing of vehicles, (ii) plant, (ii) tools and equipment after passage through grating and an interceptor. | GAP Group Limited | Blenheim Place | Duston Industrial Estate | Gateshead | Tyne and Ware |  | NN11 9HF | the final private manhole, prior to discharge to the public foul sewer | adjacent Sinclair Street, Bletchley, MH 6001 | SP8657335095 | SP8667935043 | [54 empty] | 2500 | mg/l | [54 empty] | 4 | l/s | [48 empty] | 11 | pH | 6 | pH | [18 empty] | 1000 | mg/l | [16 empty] | 43 | °C | [8 empty] | 12 | m³/d
COTTON VALLEY STW | S014004F50KA1 | Consent | Live | No | TECO-0107-2023 | Scania (Great Britain) Limited | Scania Milton Keynes | Delaware Drive | Tongwell | Milton Keynes | Buckinghamshire | MK15 8HB | 10/05/2023 | Used water, after passage via an interceptor, from the external washing of vehicles only. | Scania (Great Britain) Limited | Delaware Drive | Tongwell | Milton Keynes | Buckinghamshire |  | MK15 8HB | the manhole downstream of the wash bay, prior to discharging to the public foul sewer | H3 Monks Way, Milton Keynes, MH 5602 | SP8665241655 | SP8658941671 | [54 empty] | 2500 | mg/l | [54 empty] | 0.3 | l/s | [48 empty] | 11 | pH | 6 | pH | [18 empty] | 1000 | mg/l | [16 empty] | 43 | °C | [8 empty] | 0.5 | m³/d
COTTON VALLEY STW | S014004E66KA1 | Direction | Live | No | TEDI-0077-2023 | Red Bull Racing Limited | Building 2 | Bradbourne Drive | Tilbrook, Milton Keynes | Buckinghamshire |  | MK7 8AT | 28/08/2023 | Used waters arising from the Non Destructive Testing (NDT) process from building 2. | Red Bull Racing Limited | Building 2 | Bradbourne Drive | Tilbrook, Milton Keynes | Buckinghamshire |  | MK7 8AT | the discharge pipe in test area, prior to discharging to the public foul sewer | Bradbourne Drive, Milton Keynes, MH 7102 | SP8981035210 | SP8984035150 | [54 empty] | 5000 | mg/l | [54 empty] | 0.03 | l/s | [48 empty] | 10 | pH | 6 | pH | [18 empty] | 500 | mg/l | [16 empty] | 43 | °C | [8 empty] | 0.5 | m³/d | [14 empty] | 5 | mg/l
COTTON VALLEY STW | S014004F53KA1 | Consent | Live | No | TECO-0138-2023 | Audi Milton Keynes | Northfield Drive | Milton Keynes | Buckinghamshire |  |  | MK15 0DQ | 07/06/2023 | Used water, after passage via an interceptor, from the external washing of vehicles only. | Jardine Motors Group UK Limited | C/O Porsche Centre Colchester | Auto Way | Ipswich Road | Colchester, Essex |  | CO4 9HA | the manhole down stream of the wash bay, prior to discharge to the public foul sewer | Tongwell Street, Milton Keynes, MH 5100 | SP8855740117 | SP8854240102 | [54 empty] | 2500 | mg/l | [54 empty] | 0.25 | l/s | [48 empty] | 11 | pH | 6 | pH | [18 empty] | 1000 | mg/l | [16 empty] | 43 | °C | [8 empty] | 7.92 | m³/d
COTTON VALLEY STW | S014004E68KA1 | Direction | Live | No | TEDI-0104-2023 | Ingram Content Group UK Limited | Chapter House | Pitfield | Kiln Farm | Milton Keynes, Buckinghamshire |  | MK11 3LW | 27/09/2023 | Used waters arising from the washing of glue rollers. | Ingram Content Group UK Limited | 5 New Street Square | London |  |  |  | EC4A 3TW | the sink inside factory, prior to discharging to the public foul sewer | Chapter House, Milton Keynes, MH 0201 | SP8085039310 | SP8106539296 | [54 empty] | 4000 | mg/l | [54 empty] | 2 | l/s | [48 empty] | 10 | pH | 6 | pH | [18 empty] | 1000 | mg/l | [16 empty] | 43 | °C | [8 empty] | 0.2 | m³/d
COTTON VALLEY STW | S014004E54KA1 | Direction | Live | No | TEDI-0033-2023 | Hydra International Limited | Unit 8 | Carters Lane Kiln Farm | Milton Keynes | Buckinghamshire |  | MK11 3ER | 14/04/2023 | Used waters arising from the formulation of cleaning products. | Hydra International Limited | Unit 8 Carters | Carters Lane Kiln Farm | Milton Keynes | Buckinghamshire |  | MK11 3ER | the rear of the building, prior to discharge to the public foul sewer | Millers Way, Kiln Farm, MH 1301 | SP8033039370 | SP8028039400 | [54 empty] | 1000 | mg/l | [54 empty] | 1 | l/s | [48 empty] | 10 | pH | 6 | pH | [18 empty] | 400 | mg/l | [16 empty] | 43 | °C | [8 empty] | 1 | m³/d
COTTON VALLEY STW | S014004C56KA1 | Direction | Live | No | TEDI-0112-2023 | Nikon Optical U.K. Limited | 3 Tanners Drive | Blakelands | Milton Keynes | Buckinghamshire |  | MK14 5BU | 21/08/2023 | Used water generated during the manufacture of optical lenses. | Nikon Optical U.K. Limited | 3 Tanners Drive | Blakelands | Milton Keynes | Buckinghamshire |  | MK14 5BU | the Nikon Optical private manhole, prior to discharge to the public foul sewer | a point off Brickhill Street, MH 8402 | SP8389540542 | SP8383040465 | [54 empty] | 850 | mg/l | [54 empty] | 2 | l/s | [48 empty] | 10 | pH | 6 | pH | [18 empty] | 500 | mg/l | [16 empty] | 43 | °C | [8 empty] | 60 | m³/d
COTTON VALLEY STW | S014004F54KA1 | Consent | Live | No | TECO-0168-2023 | CLM Fleet Management Limited | Corporate House | Jenna Way, Interchange Park | Newport Pagnell | Buckinghamshire |  | MK16 9QB | 21/06/2023 | Used water, after passage via an interceptor, from the external washing of vehicles only. | CLM Fleet Management Limited | Corporate House | Jenna Way, Interchange Park | Newport Pagnell | Buckinghamshire |  | MK16 9QB | the way bay, prior to discharge to the public foul sewer | Jenna Way, Newport Pagnell, MH 1200 | SP8921043302 | SP8916043272 | [54 empty] | 2500 | mg/l | [54 empty] | 0.25 | l/s | [48 empty] | 11 | pH | 6 | pH | [18 empty] | 1000 | mg/l | [16 empty] | 43 | °C | [8 empty] | 1.6 | m³/d
COTTON VALLEY STW | S014004F51KA1 | Consent | Live | No | TECO-0106-2023 | Pyrotek Engineering Materials Limited | Garamonde Drive | Wymbush | Milton Keynes | Buckinghamshire |  | MK8 8LN | 19/06/2023 | Used waters arising from the wash down of mixing vessels used in the production of ceramic silica based materials after settlement and filtration. | Pyrotek Engineering Materials Limited | Garamonde Drive | Wymbush | Milton Keynes | Buckinghamshire |  | MK8 8LN | the point after the filtration system, prior to discharging to the public foul sewer | Garamonde Drive, Milton Keynes, MH 4102 | SP8250239212 | SP8248339139 | [54 empty] | 5000 | mg/l | [54 empty] | 0.1 | l/s | [48 empty] | 10 | pH | 6 | pH | [18 empty] | 1000 | mg/l | [16 empty] | 43 | °C | [8 empty] | 0.75 | m³/d
COTTON VALLEY STW | S014004E80KA1 | Direction | Live | No | TEDI-0076-2023 | Red Bull Technology Limited | Building 1, Bradbourne Drive | Tilbrook, Milton Keynes | Buckinghamshire |  |  | MK7 8BJ | 31/07/2023 | Used waters arising from the SLA process from building 1. | Red Bull Technology Limited | Building 1, Bradbourne Drive | Tilbrook | Milton Keynes | Buckinghamshire |  | MK7 8BJ | the discharge from the final rinse tank of the stereolithography process, prior to discharge to the pubic foul sewer | Bradbourne Drive, Milton Keynes, MH 7102 | SP8981035240 | SP8986035170 | [54 empty] | 8000 | mg/l | [54 empty] | 1 | l/s | [48 empty] | 10 | pH | 6 | pH | [18 empty] | 500 | mg/l | [16 empty] | 43 | °C | [8 empty] | 1 | m³/d
COTTON VALLEY STW | S014004C38KA1 | Direction | Live | No | TEDI-0117-2023 | Reedbut Group Limited | North House 3 | Bond Estate | Bond Avenue | Bletchley, Milton Keynes | Buckinghamshire | MK1 1JJ | 06/11/2023 | Used waters arising from washing of equipment used in the printing of corrugated packaging. | Reedbut Group Limited | The Stables | 23b Lenten Street | Alton | Hampshire, England |  | GU34 1HG | the point adjacent to the washdown area, prior to discharging to the public foul sewer | Mount Avenue, Mount Farm, Bletchley, MH 0301 | SP8808035380 | SP8790035460 | [54 empty] | 1000 | mg/l | [54 empty] | 5 | l/s | [48 empty] | 10 | pH | 6 | pH | [18 empty] | 500 | mg/l | [16 empty] | 43 | °C | [8 empty] | 5 | m³/d
COTTON VALLEY STW | S014004F52KA1 | Consent | Live | No | TECO-0135-2023 | Red Bull Technology Limited | Building 1, Bradbourne Drive | Tilbrook | Milton Keynes | Buckinghamshire |  | MK7 8BJ | 27/06/2023 | Used waters arising from the Non Destructive Testing (NDT) process from building 1 & 3. | Red Bull Technology Limited | Building 1, Bradbourne Drive | Tilbrook | Milton Keynes | Buckinghamshire |  | MK7 8BJ | the discharge pipe in test area, prior to discharging to the public foul sewer | Bradbourne Drive, Milton Keynes, MH 7102 | SP8981035240 | SP8986035170 | [54 empty] | 5000 | mg/l | [54 empty] | 1 | l/s | [48 empty] | 10 | pH | 6 | pH | [18 empty] | 500 | mg/l | [16 empty] | 43 | °C | [8 empty] | 0.5 | m³/d | [14 empty] | 5 | mg/l
COTTON VALLEY STW | S014004F56KA1 | Consent | Live | No | TECO-0192-2023 | Integrals Power Limited | 31 Burners Lane | Kiln Farm | Milton Keynes | Buckinghamshire |  | MK11 3HA | 05/09/2023 | Used waters arising from the washing of Li-ion batteries to remove soluble ions following pH correction. | Integrals Power Limited | 31 Burners Lane | Kiln Farm | Milton Keynes | Buckinghamshire |  | MK11 3HA | the discharge point at the tank, after pH correction, prior to the public foul sewer | Burners Lane, Milton Keynes, MH 6404 | SP8067639500 | SP8064839435 | [54 empty] | 5000 | mg/l |  |  |  |  | 1900 | mg/l | [48 empty] | 5 | l/s |  |  |  |  | 790 | mg/l | [6 empty] | 1000 | mg/l | [34 empty] | 10 | pH | 6 | pH | [18 empty] | 1000 | mg/l |  |  |  |  | 2600 | mg/l | [10 empty] | 43 | °C | [8 empty] | 2 | m³/d
COTTON VALLEY STW | S014004F49KA1 | Consent | Live | No | TECO-0065-2023 | Aston Martin Lagonda Limited | 50 & 60 High Park Drive | Wolverton Mill East | Wolverton, Milton Keynes | Buckinghamshire |  | MK12 5TT | 04/04/2023 | Used waters arising from the washing of warehouse floor using Tennant T12 compact battery ride-on floor scrubber. | Aston Martin Lagonda Limited | Banbury Road | Gaydon, Warwick | Warwickshire |  |  | CV25 0DB | the sink basin located on the ground floor of warehouse in the centre of unit 50, prior to discharge to the public foul sewer | High Park Drive, Milton Keynes, MH 2603 | SP8030540606 | SP8029440658 | [54 empty] | 2500 | mg/l | [54 empty] | 0.2 | l/s | [48 empty] | 11 | pH | 6 | pH | [18 empty] | 1000 | mg/l | [16 empty] | 43 | °C | [8 empty] | 0.5 | m³/d
COTTON VALLEY STW | S014004F12KA1 | Direction | Live | No | TEDI-0143-2023 | Par Powder Coatings | Unit 46 Tanners Drive | Blakelands | Milton Keynes | Buckinghamshire |  | MK14 5BW | 29/09/2023 | Used waters arising from an iron phosphating plant. | Par Engineering (MK) Limited | Morton House, 9 Beacon Court | Pitstone Green Business Park | Quarry Road | Pitstone, Leighton Buzzard | Bedfordshire | LU7 9GY | the final rinse tank in factory area, prior to discharging to the public foul sewer | the front of premises, off Tanner Drive, MH 3803 | SP8637142816 | SP8635342794 | [54 empty] | 2000 | mg/l | [54 empty] | 1 | l/s | [48 empty] | 10 | pH | 6 | pH | [8 empty] | 100 | mg/l | [8 empty] | 500 | mg/l | [16 empty] | 43 | °C | [8 empty] | 2 | m³/d
COTTON VALLEY STW | S014004F58KA1 | Consent | Live | No | TECO-0206-2023 | SUEZ Recycling and Recovery UK Limited T/A Suez | Wolverton Depot | 53A Colts Holm Road | Old Woverton | Milton Keynes | Buckinghamshire | MK12 5QD | 03/08/2023 | Used water, after passage via an interceptor, from the internal and external washing of refuse vehicles. | SUEZ Recycling and Recovery UK Limited T/A Suez | Suez House | Grenfell Road | Maidenhead | Berkshire |  | SL6 1ES | a point after the interceptor, prior to discharging to the public foul sewer | the east of the site, adjacent Colts Holm Road, MH 3802 | SP8130141843 | SP8134341862 | [54 empty] | 2500 | mg/l | [54 empty] | 2 | l/s | [48 empty] | 10 | pH | 6 | pH | [18 empty] | 1000 | mg/l | [16 empty] | 43 | °C | [8 empty] | 6 | m³/d
COTTON VALLEY STW | S014004C55KA1 | Direction | Live | No | TEDI-0156-2023 | Marshall Amplification PLC | Denbigh Road | Denbigh Industrial Estate | Bletchley, Milton Keynes | Buckinghamshire |  | MK1 1DQ | 09/10/2023 | Used waters arising from an industrial dishwasher used for washing printed circuit board solder pallets. | Marshall Amplification PLC | Denbigh Road | Denbigh Industrial Estate | Bletchley, Milton Keynes | Buckinghamshire |  | MK1 1DQ | the chamber at the end of the dishwasher pipe, prior to discharge to the public foul sewer | Denbigh Road, Milton Keynes, MH 3605 | SP8728034626 | SP8731234658 | [54 empty] | 2000 | mg/l | [54 empty] | 1 | l/s | [48 empty] | 10 | pH | 6 | pH | [18 empty] | 400 | mg/l | [16 empty] | 43 | °C | [8 empty] | 0.5 | m³/d
COTTON VALLEY STW | S014004F59KA1 | Consent | Live | No | TECO-0230-2023 | Cenobiologics Limited | Everest House | Rockingham Drive | Linford Wood | Milton Keynes | Buckinghamshire | MK14 6LY | 31/08/2023 | Used waters arising from the washing, cleaning and steam sterilization of laboratory instruments. | Cenobiologics Limited | Everest House | Rockingham Drive | Linford Wood | Milton Keynes | Buckinghamshire | MK14 6LY | the final private foul MH outside reception, prior to discharge to the public foul sewer | Rockingham Drive, Milton Keynes, MH 3402 | SP8531940428 | SP8533640420 | [54 empty] | 2500 | mg/l | [54 empty] | 0.15 | l/s | [48 empty] | 10 | pH | 6 | pH | [18 empty] | 1000 | mg/l | [16 empty] | 43 | °C | [8 empty] | 1.5 | m³/d
COTTON VALLEY STW | S01DOM0014KA1 | Consent | Live | No | TECO-0182-2023 | Happy Bins Limited | 7 Magnus Grove | Fairfields | Milton Keynes | Buckinghamshire |  | MK11 4DG | 05/07/2023 | Screened used water from the cleaning of wheelie bins (by a high pressure wash). | Happy Bins Limited | 7 Magnus Grove | Fairfields | Milton Keynes | Buckinghamshire |  | MK11 4DG | the private foul MH at the back of the property, prior to discharge to the public foul sewer | Millers Way, Milton Keynes, MH 1351 | SP7948239260 | SP8025939383 | [54 empty] | 2000 | mg/l | [54 empty] | 1 | l/s | [48 empty] | 10 | pH | 6 | pH | [18 empty] | 1000 | mg/l | [16 empty] | 43 | °C | [8 empty] | 0.425 | m³/d
COTTON VALLEY STW | S014004F61KA1 | Consent | Live | No | TECO-0266-2023 | Jardine BMW Milton Keynes | Northfield Drive | Milton Keynes | Buckinghamshire |  |  | MK15 0DQ | 09/11/2023 | Used water, after passage via an interceptor, from the external washing of vehicles only. | Jardine Motors Group UK Limited | C/O Porsche Centre Colchester | Auto Way, Ipswich Road | Colchester | Essex |  | CO4 9HA | the wash bay, after passage through the interceptor, prior to discharge to the public foul sewer | Childs Way, Milton Keynes, MH 9901 | SP8884939907 | SP8894439971 | [54 empty] | 2500 | mg/l | [54 empty] | 0.25 | l/s | [48 empty] | 11 | pH | 6 | pH | [18 empty] | 1000 | mg/l | [16 empty] | 43 | °C | [8 empty] | 6 | m³/d
COTTON VALLEY STW | S014004F57KA1 | Consent | Live | No | TECO-0193-2023 | National Highways | Newport Pagnell Depot | Little Linford Lane | Newport Pagnell | Buckinghamshire |  | MK16 8DS | 28/09/2023 | Used water, after passage via an interceptor, from the external washing of vehicles only. | National Highways | Bridge House | 1 Walnut Tree Close | Guildford | Surrey |  | GU1 4LZ | the private foul MH "FWMH3" by pedestrian walkway leading to outdoor stores, prior to discharge to the public foul sewer | Little Linford Lane, Newport Pagnell, MH 9603 | SP8574343565 | SP8593443632 | [54 empty] | 2500 | mg/l | [54 empty] | 0.2 | l/s | [48 empty] | 11 | pH | 6 | pH | [18 empty] | 1000 | mg/l | [16 empty] | 43 | °C | [8 empty] | 10 | m³/d
COTTON VALLEY STW | S014004135KA1 | Direction | Live | No | TEDI-0219-2023 | Basell Polyolefins UK Ltd | Bramley Road | Mount Farm | Bletchley | Milton Keynes, Buckinghamshire |  | MK1 1LZ | 19/04/2024 | Used waters generated during the cooling of plastic pellets. | Basell Polyolefins UK Ltd | Carrington Site | Urmston | Manchester |  |  | M31 4AJ | the manhole in the yard | a point adjacent to Bramley Road at grid ref SP 8750635092 | SP8749935100 | SP8750635092 | [54 empty] | 1000 | mg/l | [54 empty] | 3 | l/s | [48 empty] | 10 | pH | 6 | pH | [18 empty] | 500 | mg/l | [16 empty] | 43 | °C | [8 empty] | 70 | m³/d
COTTON VALLEY STW | S014004F63KA1 | Consent | Live | No | TECO-0285-2023 | A J Mobility Limited T/A AJM Healthcare | Unit 6 Centurion Court | Brick Close | Kiln Farm | Buckinghamshire |  | MK11 3JB | 27/11/2023 | Used waters arising from the washing of wheelchairs. | A J Mobility Limited | 1st Floor, Ash House Breckland | Woodlands Business Park | Linford Wood West | Milton Keynes, Buckinghamshire |  | MK14 6ET | the wastepipe by the de-con area inside the warehouse, prior to discharge to the public foul sewer | Brick Close, Milton Keynes, MH 9701 | SP8102638778 | SP8098438773 | [54 empty] | 2500 | mg/l | [54 empty] | 0.2 | l/s | [48 empty] | 11 | pH | 6 | pH | [18 empty] | 1000 | mg/l | [16 empty] | 43 | °C | [8 empty] | 0.05 | m³/d
COTTON VALLEY STW | S014004D25KA1 | Direction | Live | No | TEDI-0221-2023 | Aston Martin Works Limited | 44 Tickford Street | Newport Pagnell | Buckinghamshire |  |  | MK16 9AN | 12/02/2024 | Used waters generated from (i) the external washing and valeting of vehicles via a jet wash, (ii) wheel wash machine, (iii) floor washing and (iv) air compressor condensate. | Aston Martin Works Limited | Banbury Road | Gaydon, Warwick | Warwickshire |  |  | CV35 0DB | the discharge pipe outside the production area after the interceptor, prior to discharge to the public foul sewer | Tickford Street, Newport Pagnell, MH 0601 | SP8810043670 | SP8802043700 | [54 empty] | 2500 | mg/l | [54 empty] | 0.3 | l/s | [48 empty] | 11 | pH | 6 | pH | [18 empty] | 1000 | mg/l | [16 empty] | 43 | °C | [8 empty] | 1 | m³/d
COTTON VALLEY STW | S014004F62KA1 | Consent | Live | No | TECO-0251-2023 | Truck East Limited | Chesney Wold | Bleak Hall | Milton Keynes | Buckinghamshire |  | MK6 1LS | 27/11/2023 | Used waters arising from the steam cleaning of HGV's for MOT preparation after passage through an interceptor. | Truck East Limited | Venture Road | Lawn Business Park | Woolpit | Suffolk |  | IP30 9RZ | the wash bay, after passage through an interceptor, prior to discharge to the public foul sewer | Chesney Wold, Milton Keynes, MH 8301 | SP8579736297 | SP8583436300 | [54 empty] | 2500 | mg/l | [54 empty] | 1 | l/s | [48 empty] | 11 | pH | 6 | pH | [18 empty] | 1000 | mg/l | [16 empty] | 43 | °C | [8 empty] | 5 | m³/d | [14 empty] | 5 | mg/l
COTTON VALLEY STW | S014004F44KA1 | Direction | Live | No | TEDI-0256-2023 | Bletchley Train Maintenance Depot | West Midland Trains | First Avenue | Denbigh West Industrial Estate | Bletchley, Milton Keynes |  | MK1 1DS | 04/03/2024 | Used waters arising from the external washing of train carriages and surface water run-off from yard area after passage through an interceptor. | West Midlands Trains Limited | 2nd Floor | St Andrew's House | 18-20 St Andrew House | London, United Kingdom |  | EC4A 3AG | the final manhole prior to discharge into the public foul sewer, after passage through an oil interceptor | a point nearby Romar Court, MH reference no. 2402 | SP8722134387 | SP8729534474 | [54 empty] | 2500 | mg/l | [54 empty] | 3.6 | l/s | [48 empty] | 10 | pH | 6 | pH | [18 empty] | 1000 | mg/l | [16 empty] | 43 | °C | [8 empty] | 41 | m³/d
COTTON VALLEY STW | S014004C18KA1 | Direction | Live | No | TEDI-0014-2024 | Gilberts Kosher Foods Limited | Kestrel House | Mount Avenue | Bletchley, Milton Keynes | Buckinghamshire |  | MK1 1LS | 11/03/2024 | Used waters from the butcher, processing, cooking & packing of cooked meat products. | Gilberts Kosher Foods Limited | Kestrel House | Mount Avenue | Bletchley, Milton Keynes | Buckinghamshire |  | MK1 1LS | the manhole situated to left hand side of building, prior to discharge to the public foul sewer | Mount Avenue, Bletchley, MH 0101 | SP8808035170 | SP8809635154 | [54 empty] | 3050 | mg/l | [54 empty] | 2.5 | l/s | [36 empty] | 250 | mg/l | [10 empty] | 10 | pH | 6 | pH | [8 empty] | 150 | mg/l | [8 empty] | 1100 | mg/l | [16 empty] | 43 | °C | [8 empty] | 50 | m³/d
COTTON VALLEY STW | S014004F65KA1 | Consent | Live | No | TECO-0014-2024 | AOC Holdings Limited T/A AOC Archaeology Group | Chancery Gate Business Park | Unit 3 Goulds Close | Milton Keynes | Bletchley | Buckinghamshire | MK1 1EQ | 06/02/2024 | Used waters arising from the processing of soil samples for archaeology study after settlement and filtration. | AOC Holdings Limited | Unit 7a Edgefield Road Industrial Estate | Loanhead | Midlothian |  |  | EH20 9SY | the final post after filtration and settlement, prior to discharge to the public foul sewer. | Goulds Close, Milton Keynes, MH 5003 | SP8653035031 | SP8656135066 | [54 empty] | 2500 | mg/l | [54 empty] | 0.4 | l/s | [48 empty] | 10 | pH | 6 | pH | [18 empty] | 1000 | mg/l | [16 empty] | 43 | °C | [8 empty] | 1.25 | m³/d
COTTON VALLEY STW | S01TEM0151KA1 | Consent | Live | No | TECO-0019-2024 | John Graham Construction Limited | Windermere Drive | Bletchley | Milton Keynes | Buckinghamshire |  | MK2 3QS | 26/02/2024 | Excavation water following silt separation, only to be discharged during the period from 26 February 2024 to 26 August 2024 inclusive. | John Graham Construction Limited | 5 Ballygowan Road | Hillsborough | County Down |  |  | BT26 6HX | a point after the silt separator, prior to discharge to the public foul sewer | Windermere Drive, MH 7002 | SP8767932007 | SP8767932007 | [54 empty] | 2500 | mg/l | [54 empty] | 1 | l/s | [48 empty] | 10 | pH | 6 | pH | [18 empty] | 1000 | mg/l | [16 empty] | 43 | °C | [8 empty] | 30 | m³/d
COTTON VALLEY STW | S014004F66KA1 | Consent | Live | No | TECO-0118-2024 | Compleat Food Group | Winterbotham Darby Bicester Limited | Wimblington Drive | Milton Keynes |  |  | MK6 4AH | 16/07/2024 | Used waters arising from the manufacture of batter mixes and frying, and the washing of equipment after passage through an effluent treatment system. | Winterbotham Darby Bicester Limited | Granville House | Gatton Park Business Centre | Wells Place, Redhill |  |  | RH1 3AS | the manhole in rear yard FW3 on drainage plan, prior to discharge to the public foul sewer | Wimblington Drive, Milton Keynes, MK6 4AH | SP8612435757 | SP8612135740 | [54 empty] | 5000 | mg/l | [54 empty] | 2 | l/s | [36 empty] | 250 | mg/l | [10 empty] | 10 | pH | 6 | pH | [18 empty] | 1500 | mg/l | [8 empty] | 1000 | mg/l | [6 empty] | 43 | °C | [8 empty] | 170 | m³/d
COTTON VALLEY STW | S014004F67KA1 | Consent | Live | No | TECO-0145-2024 | Huel MK Limited | Unit 5 PLP Business Park | Milton Keynes |  |  |  | MK17 9FE | 16/07/2024 | Used waters arising from the cleaning of batch vessels used to mix powdered nutrition products. | Huel MK Limited | Unit 6 Icknield Way Industrial Estate | Icknield Way | Tring |  |  | HP23 4RN | the manhole in front of the building at the car park | Brickhill Road, Milton Keynes, MK17 9LG | SP8952134339 | SP8948734401 | [54 empty] | 5000 | mg/l | [54 empty] | 1 | l/s | [36 empty] | 250 | mg/l | [10 empty] | 10 | pH | 6 | pH | [18 empty] | 1000 | mg/l | [16 empty] | 43 | °C | [8 empty] | 10 | m³/d
COTTON VALLEY STW | S014004F55KA1 | Direction | Live | No | TEDI-0113-2024 | Laing O'Rourke Delivery Limited | Milton Keynes East Project | London Road | Newport Pagnell | Buckinghamshire |  | MK16 0JA | 26/09/2024 | Used waters arising from (i) the concrete wash out system, (ii) washing out of mortar/cement buckets, (iii) wheel wash and boot wash and (iv) screened road sweeper waste following pH correction and settlement. | Laing O'Rourke Delivery Limited | Bridge Place | Anchor Boulevard | Admirals Park Crossways | Dartford, Kent |  | DA2 6SN | the settlement tanks, prior to discharge to the public foul sewer | London Road, Buckinghamshire, MH 2301 | SP8926841543 | SP8921341333 | [54 empty] | 2000 | mg/l | [54 empty] | 5 | l/s | [48 empty] | 12 | pH | 6 | pH | [18 empty] | 1000 | mg/l | [16 empty] | 43 | °C | [8 empty] | 30 | m³/d
COTTON VALLEY STW | S014004E85KA2 | Consent | Live | No | TECO-0049-2024 | M&A Matting UK Ltd | 3D Michigan Drive, Tongwell | Milton Keynes | Buckinghamshire |  |  | MK15 8HQ | 11/03/2024 | Used water from printing processes and equipment, and blowdown discharge from boilers. | M&A Matting UK Ltd | Hilton Fold Lane, Middleton | Manchester |  |  |  | M24 2HZ | the discharge pipe in the factory area | Michigan Drive | SP8764041831 | SP8757141803 | [54 empty] | 1850 | mg/l | [54 empty] | 1 | l/s | [48 empty] | 10 | pH | 6 | pH | [18 empty] | 600 | mg/l | [16 empty] | 43 | °C | [8 empty] | 60 | m³/d
COTTON VALLEY STW | S014004F71KA1 | Consent | Live | No | TECO-0177-2024 | Amazon STN8 | Unit 1 Fen Street | Magna Park | Milton Keynes |  |  | MK17 8EW | 17/09/2024 | Used waters arising from the use of floor scrubbers and air compressor condensate. | Amazon UK Services Ltd | 1 Principal Place | Worship Street | London |  |  | EC2A 2FA | the Scrubber dump in NE corner of building | Unit 1 Fen Street, Magna Park, Milton Keynes MK17 8EW, MH 9100 | SP9222238965 | SP9199839151 | [54 empty] | 2500 | mg/l | [54 empty] | 1 | l/s | [48 empty] | 11 | pH | 6 | pH | [18 empty] | 1000 | mg/l | [16 empty] | 43 | °C | [8 empty] | 2 | m³/d
COTTON VALLEY STW | S014004F72KA1 | Consent | Live | No | TECO-0200-2024 | Pinks Syrups Limited | 86 Priory Court, | Alston Drive, Bradwell Abbey | Milton Keynes |  |  | MK13 9HF | 31/10/2024 | Used waters arising from the washing of equipment used in the process of syrup manufacturing. | Pinks Syrups Limited | 86 Priory Court, | Alston Drive, | Bradwell Abbey, | Milton Keynes |  | MK13 9HF | the sink in production area, prior to discharge to public foul sewer. | Alston Drive, Milton Keynes, MK13 9HB | SP8279939359 | SP8285939413 | [54 empty] | 30000 | mg/l | [54 empty] | 0.3 | l/s | [48 empty] | 10 | pH | 6 | pH | [18 empty] | 2000 | mg/l | [16 empty] | 43 | °C | [8 empty] | 0.2 | m³/d
COTTON VALLEY STW | S014004C40KA1 | Direction | Live | No | TEDI-0160-2024 | 2M Manufacturing Limited | 2MK House | Chippenham Drive | Kingston | Milton Keynes |  | MK10 0AE | 20/01/2025 | Used waters arising from the washing of vessels, equipment, and production areas used in the manufacture of detergents, hygiene products, personal care products and sustainable packaging coatings, with antifoam and pH adjustment before disposal to foul sewer, plus contaminated surface water runoff. | 2M Manufacturing Limited | 2M House Clifton Road | Sutton Weaver | Runcorn | England |  | WA7 3EH | the discharge tap after treatment and prior to the entry point to the public foul sewer | Chippenham Drive, Milton Keynes MH 3401 | SP9032038570 | SP9023038480 | [54 empty] | 10000 | mg/l | [54 empty] | 3.7 | l/s | [48 empty] | 10 | pH | 6 | pH | [18 empty] | 1000 | mg/l | [8 empty] | 1000 | mg/l | [6 empty] | 43 | °C | [8 empty] | 40 | m³/d | [14 empty] | 3.5 | mg/l
COTTON VALLEY STW | S01TEM0185KA1 | Consent | Live | No | TECO-0233-2024 | John Graham Construction Limited | 31 Garry Close | Bletchley | Milton Keynes |  |  | MK2 3HA | 07/11/2024 | Excavation water following silt seperation, only to be discharged during the period from 7th November 2024 to 6th May 2025 inclusive. | John Graham Construction Limited | 5 Ballygowan Road | Hillsborough | County Down |  |  | BT26 6HX | a point after the silt seperator, prior to discharge to the public foul sewer | Garry Close, MH 2401 | SP8724032478 | SP8724032478 | [54 empty] | 2500 | mg/l | [54 empty] | 1 | l/s | [48 empty] | 10 | pH | 6 | pH | [18 empty] | 1000 | mg/l | [16 empty] | 43 | °C | [8 empty] | 30 | m³/d
COTTON VALLEY STW | S014004D61KA1 | Direction | Live | No | TEDI-0110-2024 | Bong UK Limited | The Envelope Building | Michigan Drive, Tongwell | Milton Keynes, Buckinghamshire |  |  | MK15 8HQ | 26/08/2024 | Used water comprising wash waters containing chemical etching solutions and developers, PVA glues, aniline inks and water miscible ink remover. | Bong UK Limited | The Envelope Building | Michigan Drive, Tongwell | Milton Keynes, Buckinghamshire |  |  | MK15 8HQ | the manhole chamber in the footpath at the front of the premises | Michigan Drive | SP8749941859 | SP8749941859 | [54 empty] | 10000 | mg/l | [16 empty] | 3 | mg/l | [36 empty] | 1 | l/s | [48 empty] | 10 | pH | 6 | pH | [18 empty] | 1500 | mg/l | [16 empty] | 43 | °C | [8 empty] | 2 | m³/d
COTTON VALLEY STW | S014004F68KA1 | Consent | Live | No | TECO-0156-2024 | Red Bull Powertrains 2026 Ltd | Manufacturing, 18 Bradbourne Drive | Tilbrook | Milton Keynes |  |  | MK7 8AT | 06/08/2024 | Used waters arising from the rinsing of metal components after the Non-Destructive Testing (NDT) process and ultrasonic cleaning of powertrain parts and components. | Red Bull Powertrains 2026 Ltd | Rindt Building 8 | 11 Bradbourne Drive | Tilbrook | Milton Keynes |  | MK7 8AT | the NDT processing chamber | Bradbourne Drive, Milton Keynes, MK7 8AT | SP9011035457 | SP9013335387 | [54 empty] | 5000 | mg/l | [54 empty] | 0.021 | l/s | [48 empty] | 10 | pH | 6 | pH | [18 empty] | 1000 | mg/l | [16 empty] | 43 | °C | [8 empty] | 0.5 | m³/d | [14 empty] | 5 | mg/l
COTTON VALLEY STW | S014004A90KA1 | TE agreement | Live | No | TEAG-0004-2024 | Alpheus Environmental Limited | Liquid Waste Treatment Centre | Cotton Valley Water Recycling Centre | Pineham | Milton Keynes | Buckinghamshire | MK15 9PA | 11/03/2025 | Effluent from the treatment of tankered liquid waste. | Alpheus Environmental Limited | Lancaster House | Lancaster Way, Ermine Business Park | Huntingdon | Cambridgeshire |  | PE29 6YJ | The designated sample above bund wall on valve 37 | The black pipe into the wet well of the Water Recycling Centre | SP8840040500 | SP8840040500 | 7.4 | µg/l | [22 empty] | 1200 | mg/l |  |  |  |  | 0.3 | mg/l | [6 empty] | 4.5 | µg/l |  |  | 10 | mg/l |  |  |  |  | 50 | µg/l |  |  |  |  | 15000 | mg/l |  |  |  |  | 25000 | mg/l |  |  | 1000 | kg/d |  |  | 0.5 | mg/l |  |  | 2 | mg/l | 0.52 | kg/d |  |  | 0.5 | mg/l | 0.5 | mg/l | [8 empty] | 0.84 | µg/l |  |  |  |  | 20000 | µg/l | [12 empty] | 20 | l/s |  |  |  |  | 99.737 | mg/l |  |  |  |  | 1 | mg/l |  |  | 0.057 | µg/l |  |  | 56 | µg/l | 1 | µg/l | [14 empty] | 1000 | mg/l | [10 empty] | 10 | pH | 5 | pH |  |  |  |  | 0.86 | mg/l |  |  | 40 | mg/l | [6 empty] | 2 | µg/l | 6500 | mg/l | [6 empty] | 520 | kg/d | 4000 | mg/l | 5 | mg/l |  |  |  |  | 43 | °C |  |  |  |  | 1.5 | µg/l |  |  | 300 | m³/d | [14 empty] | 5 | mg/l
COTTON VALLEY STW | S014004F73KA1 | Consent | Live | No | TECO-0224-2024 | Bletchley Leisure Centre | Princes Way | Fenny Stratford, Bletchley | Milton Keynes |  |  | MK2 2HQ | 22/10/2024 | Used water from the filter backwashing process and periodic drain-down of swimming pool contents. | More Leisure Community Trust | Floor 2, Lancer House | 38 Scudamore Road | Leicester |  |  | LE3 1UQ | a point in the plant room prior to discharge to the public foul sewer. | Bowling Green Close, Bletchley, MH 4912 | SP8741033810 | SP8747233923 | [54 empty] | 1000 | mg/l | [10 empty] | 5 | mg/l | [42 empty] | 14.2 | l/s | [48 empty] | 10 | pH | 6 | pH | [18 empty] | 1000 | mg/l | [16 empty] | 43 | °C | [8 empty] | 9.3 | m³/d
COTTON VALLEY STW | S014004634KA1 | Consent | Live | No | TECO-0298-2024 | Red Bull Powertrains 2026 Ltd | 18 Bradbourne Drive | Tilbrook | Milton Keynes |  |  | MK7 8AT | 17/02/2025 | Used waters arising from the fine finishing and polishing of engine parts and components. | Red Bull Powertrains 2026 Limited | Red Bull Technology Campus | Stewart Building | Bradbourne Drive | Tilbrook | Milton Keynes | MK7 8BJ | a point within the polishing room prior to the effluent being discharged to the public foul sewer | Bradbourne Drive, Milton Keynes | SP9007935343 | SP9010135441 | [24 empty] | 130 | mg/l | [28 empty] | 33000 | mg/l | [16 empty] | 3 | mg/l | [36 empty] | 0.2 | l/s | [48 empty] | 10 | pH | 6 | pH | [18 empty] | 6800 | mg/l | [16 empty] | 43 | °C |  |  | 1.8 | mg/l |  |  |  |  | 1.92 | m³/d | [14 empty] | 5 | mg/l
COTTON VALLEY STW | S014004633KA1 | Consent | Live | No | TECO-0013-2025 | ALD Automotive Limited | 66 Denbingh Road | Bletchley | Milton Keynes |  |  | MK1 1DF | 23/01/2025 | Used water, after passage via an interceptor, from the external washing of vehicles only. | ALD Automotive Limited | Oakwood Drive | Emersons Green | Bristol |  |  | BS16 7LB | a point after the intereceptor prior to the effluent entering the public foul sewer | Denbingh Road, Bletchley, Milton Keynes | SP8682634864 | SP8682634864 | [54 empty] | 2500 | mg/l | [54 empty] | 0.4 | l/s | [48 empty] | 11 | pH | 6 | pH | [18 empty] | 1000 | mg/l | [16 empty] | 43 | °C | [8 empty] | 10.8 | m³/d
COTTON VALLEY STW | S014004F24KA1 | Direction | Live | No | TEDI-0020-2025 | GXO Waitrose | Atkinson Way | Magna Park | Milton Keynes |  |  | MK17 8FF | 11/04/2025 | Used waters from the washing of the warehouse floor using a floor scrubber and the internal washing of waste bins. | GXO Logistics UK Limited | Building 1, 9 Haymarket Square | Edinburgh | Scotland |  |  | EH3 8RY | the discharge pipe from the floor scrubber | the north west of the site at grid ref: SP9104738992 | SP9112138848 | SP9104738992 | [54 empty] | 5000 | mg/l | [54 empty] | 1 | l/s | [48 empty] | 10 | pH | 6 | pH | [18 empty] | 1000 | mg/l | [16 empty] | 43 | °C | [8 empty] | 6 | m³/d
COTTON VALLEY STW | S014004C13KA1 | Direction | Live | No | TEDI-0021-2025 | GXO Logistics UK Limited | H8 Standing Way | Brinklow | Milton Keynes |  |  | MK10 0AA | 11/04/2025 | Used waters after passage via an interceptor, from the external washing of vehicles plus the internal washing of waste bins. | GXO Logistics UK Limited | Building 1, 9 Haymarket Square | Edinburgh | Scotland |  |  | EH3 8RY | the end chamber of the interceptor, prior to discharge to the public foul sewer | Bransworth Avenue, Milton Keynes, MH 3801 | SP9030537839 | SP9034937853 | [54 empty] | 2500 | mg/l | [54 empty] | 1 | l/s | [48 empty] | 11 | pH | 6 | pH | [18 empty] | 1000 | mg/l | [16 empty] | 43 | °C | [8 empty] | 4 | m³/d
COTTON VALLEY STW | S014004635KA1 | Consent | Live | No | TECO-0019-2025 | Power Electrics | Unit 4 | Fingle Drive | Milton Keynes | Buckinghamshire |  | MK13 0AY | 13/03/2025 | Used water arising from the cleaning of hire plant and equipment. | Power Electrics (Bristol) Limited T/A Power Electrics | St Ivel Way | Warmley | Bristol |  |  | BS30 8TY | the foul manhole chamber downstream of the interceptor. | Fingle Drive, Milton Keynes | SP8253240938 | SP8254140981 | [54 empty] | 2500 | mg/l | [54 empty] | 1 | l/s | [48 empty] | 11 | pH | 6 | pH | [18 empty] | 1000 | mg/l | [16 empty] | 43 | °C | [8 empty] | 5 | m³/d
COTTON VALLEY STW | S01TEM0203KA1 | Consent | Live | No | TECO-0024-2025 | Winvic Construction Limited | Alexandria Drive | Newport Pagnell | Buckinghamshire |  |  | MK16 0HJ | 13/03/2025 | Groundwater arising from excavation activities, only to be discharged during the period from 17 March 2025 to 17 September 2025 inclusive. | Winvic Construction Limited | Brampton House | 19 Tenter Road | Moulton Park | Northampton |  | NN3 6PZ | the MH 3704 by Tabbard Gardens | Tabbard Gardens, Newport Pagnell | SP8736842753 | SP8736842753 | [54 empty] | 2500 | mg/l | [54 empty] | 1 | l/s | [48 empty] | 10 | pH | 6 | pH | [18 empty] | 1000 | mg/l | [16 empty] | 43 | °C | [8 empty] | 2 | m³/d
COTTON VALLEY STW | S014004E24KA1 | Direction | Live | No | TEDI-0061-2025 | Domino's Pizza UK & Ireland Limited | 1 Thornbury | West Ashland | Milton Keynes, Buckinghamshire |  |  | MK6 4BB | 01/07/2025 | Used water arising from the washing of equipment used for the production of dough, after passage through a suitably sized and maintained grease trap. | Domino's Pizza UK & Ireland Limited | 1 Thornbury | West Ashland | Milton Keynes, Buckinghamshire |  |  | MK6 4BB | the private manhole 'F18', prior to discharge to the public foul sewer | West Ashlands, Milton Keynes, MH 0701 | SP8701035720 | SP8701035720 | [54 empty] | 5000 | mg/l | [54 empty] | 5 | l/s | [36 empty] | 250 | mg/l | [10 empty] | 10 | pH | 6 | pH | [18 empty] | 1500 | mg/l | [16 empty] | 43 | °C | [8 empty] | 40 | m³/d
COTTON VALLEY STW | S014004E53KA1 | Direction | Live | No | TEDI-0085-2025 | MKP Office Furniture Limited T/A Maine Storage Innovations | 40 Barton Road | Water Eaton Industrial Estate | Bletchley, Milton Keynes | Buckinghamshire |  | MK2 3LJ | 10/09/2025 | Used rinse waters from zirconium phosphate pre-treatment process and stored rainfall from containers. | MKP Office Furniture Limited | 7th Floor 21 Lombard Street | London, | England |  |  | EC3V 9AH | the discharge pipe from the effluent tank, in the paint plant area, prior to discharge to the public foul sewer | Barton Road, Water Eaton (MH reference number 3603) | SP8735032610 | SP8733232617 | [54 empty] | 2000 | mg/l | [54 empty] | 2 | l/s | [48 empty] | 10 | pH | 6 | pH | [8 empty] | 300 | mg/l | [8 empty] | 500 | mg/l | [16 empty] | 43 | °C | [8 empty] | 6 | m³/d | [14 empty] | 1.5 | mg/l
COTTON VALLEY STW | S014004F74KA1 | Consent | Live | No | TECO-0029-2025 | Hand Car Wash - Tesco Bletchley Car Park | Watling Street | Bletchley | Milton Keynes | Buckinghamshire |  | MK1 1DD | 13/03/2025 | Used water, after passage via a silt trap and two-stage interceptor, from the external washing of vehicles only. | Auto Fitness Limited | 71 - 75 Shelton Street, | Covent Garden, | London | United Kingdom |  | WC2H 9JQ | the vehicle wash bay, prior to discharge to the public foul sewer | V7 Saxon Street, Milton Keynes, MH 4304 | SP8751334376 | SP8749434387 | [54 empty] | 2500 | mg/l | [54 empty] | 0.5 | l/s | [48 empty] | 11 | pH | 6 | pH | [18 empty] | 1000 | mg/l | [16 empty] | 43 | °C | [8 empty] | 5 | m³/d
COTTON VALLEY STW | S014004F75KA1 | Consent | Live | No | TECO-0032-2025 | Kegstar Limited | Unit 4 PLP Logistics Park | Brickhill Road, Milton Keynes | Buckinghamshire |  |  | MK17 9FE | 31/03/2025 | Used waters arising from the cleaning and sterilisation of beer kegs after pH correction. | Kegstar Limited | Unit 4 PLP Business Park | Brickhill Road, Milton Keynes | Buckinghamshire |  |  | MK17 9FE | the sampling chamber, prior to discharge to the public foul sewer | the pumping station (BLEMSP) on Watling Street, Buckinghamshire | SP8950834098 | SP8866733775 | [54 empty] | 10000 | mg/l | [54 empty] | 1.6 | l/s | [48 empty] | 10 | pH | 6 | pH | [18 empty] | 1000 | mg/l | [16 empty] | 43 | °C | [8 empty] | 138.24 | m³/d
COTTON VALLEY STW | S014004F77KA1 | Consent | Live | No | TECO-0066-2025 | BWC Profiles Limited | 1 Vincent Avenue | Crownhill | Milton Keynes, Buckinghamshire |  |  | MK8 0AB | 01/05/2025 | Used waters arising from pre-treatment of aluminium parts prior to powder coating. | BWC Profiles Limited | 1 Vincent Avenue | Crownhill | Milton Keynes, Buckinghamshire |  |  | MK8 0AB | the waste water tank situated in the production area, prior to discharge to the public foul sewer | Vincent Avenue, Milton Keynes, MH 6402 | SP8261637551 | SP8261937496 | [54 empty] | 2500 | mg/l | [54 empty] | 0.25 | l/s | [48 empty] | 10 | pH | 6 | pH | [18 empty] | 1000 | mg/l | [16 empty] | 43 | °C | [8 empty] | 1 | m³/d
COTTON VALLEY STW | S014004631KA1 | Direction | Live | No | TEDI-0098-2025 | Sensient Flavors Limited | Bilton Road, Bletchley | Milton Keynes, Buckinghamshire |  |  |  | MK1 1HP | 24/09/2025 | Used waters generated from the production of fruit juice compounds, essences, extracts and the manufacture of dry flavours and dairy syrups. | Sensient Flavors Limited | Bilton Road, Bletchley | Milton Keynes, Buckinghamshire |  |  |  | MK1 1HP | the point after the balance tanks, prior to discharge to the public foul sewer | Bilton Road, Bletchley. MH reference no. 1703 | SP8812734752 | SP8814834738 | [54 empty] | 28000 | mg/l | [54 empty] | 5 | l/s | [48 empty] | 10 | pH | 6 | pH | [18 empty] | 1000 | mg/l | [8 empty] | 1000 | mg/l | [6 empty] | 43 | °C | [8 empty] | 130 | m³/d
COTTON VALLEY STW | S014004F79KA1 | Consent | Live | No | TECO-0195-2025 | Taylor Kerr (Engineering) Limited | 7 Alston Drive | Bradwell Abbey | Milton Keynes | Buckinghamshire |  | MK13 9HA | 05/11/2025 | Used waters arising from the deburring of bars and other stainless steel components after three stage weir tank filtering. | Taylor Kerr (Engineering) Limited | Kennel Club House | Gatehouse Way | Aylesbury | Buckinghamshire |  | HP19 8DB | the final chamber of the settlement weir system, inside the premises, prior to discharge to the public foul sewer | Alston Drive, Milton Keynes, MH 3501 | SP8229139483 | SP8233939527 | [54 empty] | 5000 | mg/l | [54 empty] | 2.3 | l/s | [48 empty] | 10 | pH | 6 | pH | [18 empty] | 1500 | mg/l | [16 empty] | 43 | °C | [8 empty] | 0.03 | m³/d
COTTON VALLEY STW | S014004F78KA3 | Consent | Live | No | TECO-0138-2025 | H.B. Fuller U.K. Manufacturing Limited | 30 Blundells Road, Bradville | Milton Keynes, Buckinghamshire |  |  |  | MK13 7HF | 13/10/2025 | Used water consisting of the combined discharges from Units 30 & 32 emanating from the cooling of hot melt adhesive during production. | H.B. Fuller U.K. Manufacturing Limited | Globe Lane Industrial Estate | Outram Road, Dukinfield | Cheshire |  |  | SK16 4XE | the tank drainage point in unit 30-32, prior to discharge to the foul sewer | Blundells Road, Bradville, MH 9602 | SP8408540628 | SP8393940646 | [54 empty] | 700 | mg/l | [54 empty] | 1 | l/s | [48 empty] | 10 | pH | 6 | pH | [18 empty] | 450 | mg/l | [16 empty] | 43 | °C | [8 empty] | 16 | m³/d
COTTON VALLEY STW | S014004F78KA1 | Consent | Live | No | TECO-0139-2025 | H.B. Fuller U.K. Manufacturing Limited | 26 Blundells Road | Bradville, Milton Keynes | Buckinghamshire |  |  | MK13 7HF | 13/10/2025 | Used waters from the cooling of hot melt adhesive during production from Unit 26. | H.B. Fuller U.K. Manufacturing Limited | Globe Lane Industrial Estate | Outram Road, Dukinfield | Cheshire |  |  | SK16 4XE | a point on the discharge pipe in unit 26, prior to discharge to the public foul sewer | Blundells Road, Bradville, MH 9602 | SP8408540628 | SP8393940646 | [54 empty] | 500 | mg/l | [54 empty] | 1 | l/s | [48 empty] | 10 | pH | 6 | pH | [18 empty] | 500 | mg/l | [16 empty] | 43 | °C | [8 empty] | 15 | m³/d
COTTON VALLEY STW | S014004F78KA5 | Consent | Live | No | TECO-0143-2025 | H.B. Fuller U.K. Manufacturing Limited | 36 Blundells Road | Bradville, Milton Keynes | Buckinghamshire |  |  | MK13 7HF | 13/10/2025 | Used waters from the cooling of hot melt adhesive during production from Unit 36. | H.B. Fuller U.K. Manufacturing Limited | Globe Lane Industrial Estate | Outram Road, Dukinfield | Cheshire |  |  | SK16 4XE | a point on the discharge pipe in unit 36, prior to discharge to the public foul sewer | Blundells Road, Bradville, MH 9602 | SP8408540628 | SP8393940646 | [54 empty] | 700 | mg/l | [54 empty] | 1 | l/s | [48 empty] | 10 | pH | 6 | pH | [18 empty] | 450 | mg/l | [16 empty] | 43 | °C | [8 empty] | 16 | m³/d
COTTON VALLEY STW | S014004F78KA2 | Consent | Live | No | TECO-0165-2025 | H.B. Fuller U.K. Manufacturing Limited | 40 Blundells Road | Bradville, Milton Keynes | Buckinghamshire |  |  | MK13 7HF | 13/10/2025 | Used water arising from Unit 40 (discharged via unit 38) emanating from the cooling of hot melt adhesive during production. | H.B. Fuller U.K. Manufacturing Limited | Globe Lane Industrial Estate | Outram Road, Dukinfield | Cheshire |  |  | SK16 4XE | a point on the discharge pipe in unit 38, prior to discharge to the public foul sewer | Blundells Road, Bradville, MH 9602 | SP8408540628 | SP8393940646 | [54 empty] | 500 | mg/l | [16 empty] | 3 | mg/l | [36 empty] | 1 | l/s | [48 empty] | 10 | pH | 6 | pH | [18 empty] | 500 | mg/l | [16 empty] | 43 | °C | [8 empty] | 16 | m³/d | [14 empty] | 5 | mg/l
COTTON VALLEY STW | S014004F78KA4 | Consent | Live | No | TECO-0167-2025 | H.B. Fuller U.K. Manufacturing Limited | Unit 42, Blundells Road | Bradville, Milton Keynes | Buckinghamshire |  |  | MK13 7HF | 25/03/2026 | Used waters from the cooling of hot melt adhesive during production from Unit 42. | H.B. Fuller U.K. Manufacturing Limited | Globe Lane Industrial Estate | Outram Road, Dukinfield | Cheshire |  |  | SK16 4XE | a point on the discharge pipe in unit 42, prior to discharge to the public foul sewer | Blundells Road, Bradville, MH 9602 | SP8408540628 | SP8393940646 | [54 empty] | 700 | mg/l | [54 empty] | 1 | l/s | [48 empty] | 10 | pH | 6 | pH | [18 empty] | 450 | mg/l | [16 empty] | 43 | °C | [8 empty] | 8 | m³/d
COTTON VALLEY STW | S014004D14KA1 | Direction | Live | No | TEDI-0135-2025 | Cranswick Convenience Foods Limited | Steinbeck Crescent | Snelshall West | Milton Keynes |  |  | MK4 4AE | 03/11/2025 | Used waters generated during meat preparation, cooking, product cooling, and the washing down of associated manufacturing equipment. | Cranswick Convenience Foods Limited | Crane Court Hesslewood Office Park | Ferriby Road | Hessle |  |  | HU13 0PA | the agreed point in the yard area prior to discharging to the public foul sewer | Andersons Gate (Easterly Flow), Milton Keynes. MH reference no. 0002 | SP8311033050 | SP8308033080 | [54 empty] | 3000 | mg/l |  |  |  |  | 3500 | mg/l | [48 empty] | 5 | l/s | [36 empty] | 250 | mg/l | [10 empty] | 10 | pH | 6 | pH | [8 empty] | 150 | mg/l | [8 empty] | 600 | mg/l | [16 empty] | 43 | °C | [8 empty] | 170 | m³/d
COTTON VALLEY STW | S014004E92KA1 | Direction | Live | No | TEDI-0136-2025 | Brioche Pasquier UK Limited | 8 Garamonde Drive | Wymbush | Milton Keynes, Buckinghamshire |  |  | MK8 8LW | 04/11/2025 | Used waters generated from washing of utensils, equipment and machinery used in baking processes. | Brioche Pasquier UK Limited | 8 Garamonde Drive | Wymbush | Milton Keynes, Buckinghamshire |  |  | MK8 8LW | the private MH in carpark after interceptor, prior to discharging to the public foul sewer | public sewer on Garamonde Drive. MH reference no. 4101 | SP8241139201 | SP8241139201 | [54 empty] | 5000 | mg/l | [54 empty] | 4 | l/s | [36 empty] | 250 | mg/l | [10 empty] | 10 | pH | 6 | pH | [18 empty] | 1500 | mg/l | [16 empty] | 43 | °C | [8 empty] | 60 | m³/d
COTTON VALLEY STW | S014004F80KA1 | Consent | Live | No | TECO-0256-2025 | Allen Ford (UK) Limited T/A MK Omoda | 300 Stratford Road | Wolverton, Milton Keynes | Buckinghamshire |  |  | MK12 5RS | 22/12/2025 | Used water, after passage via an interceptor, from the external washing of vehicles only. | Allen Ford (UK) Limited | Allen Ford- Warwick | Tatchbrook Park Drive | Warwick, Warwickshire |  |  | CV34 6SY | the vehicle wash bay, after passage through an interceptor, prior to discharge to the public foul sewer | Stratford Road, Milton Keynes, MH 1105 | SP8109041127 | SP8117341115 | [54 empty] | 2500 | mg/l | [54 empty] | 0.08 | l/s | [48 empty] | 11 | pH | 6 | pH | [18 empty] | 1000 | mg/l | [16 empty] | 43 | °C | [8 empty] | 1.3 | m³/d
COTTON VALLEY STW | S014004F81KA1 | Consent | Live | No | TECO-0263-2025 | Allen Ford (UK) Limited T/A MK Kia | 3 Denbigh Road | Bletchley, Milton Keynes | Buckinghamshire |  |  | MK1 1DF | 22/12/2025 | Used water, after passage via an interceptor, from the external washing of vehicles only. | Allen Ford (UK) Limited | Allen Ford- Warwick | Tatchbrook Park Drive | Warwick, Warwickshire |  |  | CV34 6SY | the vehicle wash bay, after passage through an interceptor, prior to discharge to the public foul sewer | Denbigh Road, Milton Keynes, MH 4503 | SP8748634548 | SP8747534556 | [54 empty] | 2500 | mg/l | [54 empty] | 0.08 | l/s | [48 empty] | 11 | pH | 6 | pH | [18 empty] | 1000 | mg/l | [16 empty] | 43 | °C | [8 empty] | 1.3 | m³/d
COTTON VALLEY STW | S014004F84KA1 | Consent | Live | No | TECO-0006-2026 | WM Trains Limited - Main Site | Bletchley Train Depot | James Way, Queensway | Bletchley, Milton Keynes | Buckinghamshire |  | MK1 1DX | 03/03/2026 | Used waters arising from the external washing of train carriages and surface water run-off from yard area after passage through an interceptor. | WM Trains Limited | 134 Edmund Street, 2nd Floor | Birmingham, West Midlands | England |  |  | B3 2ES | private manhole in yard, after passage through an interceptor, prior to discharge to the public foul sewer | Roman Court, Buckinghamshire, MH 3503 | SP8730734461 | SP8729934508 | [54 empty] | 2500 | mg/l | [54 empty] | 2 | l/s | [48 empty] | 10 | pH | 6 | pH | [18 empty] | 1000 | mg/l | [16 empty] | 43 | °C | [8 empty] | 36 | m³/d
COTTON VALLEY STW | S014004F84KA2 | Consent | Live | No | TECO-0031-2026 | WM Trains Limited - Sidings | Bletchley Train Maintenance Depot | James Way, Queensway | Bletchley, Milton Keynes | Buckinghamshire |  | MK1 1DX | 04/03/2026 | Used waters arising from the external washing of train carriages and surface water run-off at the sidings. | WM Trains Limited | 2nd Floor, 134 Edmund Street | Birmingham |  |  |  | B3 2ES | the carriage wash holding tank at the sidings, prior to the public foul sewer | Opposite Lyon Road, Milton Keynes, MH 6601 | SP8667834604 | SP8668834677 | [54 empty] | 2500 | mg/l | [54 empty] | 1.4 | l/s | [48 empty] | 11 | pH | 6 | pH | [18 empty] | 1000 | mg/l | [16 empty] | 43 | °C | [8 empty] | 40 | m³/d
COTTON VALLEY STW | S014004F82KA1 | Consent | Live | No | TECO-0264-2025 | Allen Ford (UK) Limited T/A MK Kia PBV | 4 Denbigh Road | Bletchley, Milton Keynes | Buckinghamshire |  |  | MK1 1DF | 22/12/2025 | Used water, after passage via an interceptor, from the external washing of vehicles only. | Allen Ford (UK) Limited | Allen Ford- Warwick | Tatchbrook Park Drive | Warwick, Warwickshire |  |  | CV34 6SY | the vehicle wash bay, after passage through an interceptor, prior to discharge to the public foul sewer | Denbigh Road, Milton Keynes, MH 4502 | SP8744634570 | SP8744134578 | [54 empty] | 2500 | mg/l | [54 empty] | 0.08 | l/s | [48 empty] | 11 | pH | 6 | pH | [18 empty] | 1000 | mg/l | [16 empty] | 43 | °C | [8 empty] | 1.3 | m³/d
COTTON VALLEY STW | S01DOM0027KA1 | Consent | Live | No | TECO-0074-2026 | Leo Cusack T/A Aqua Guys Cleaning | 13 Lamberts Croft | Greenleys | Milton Keynes, Buckinghamshire |  |  | MK12 6AS | 25/03/2026 | Used waters arising from the external washing of vehicles and domestic wheelie bins. | Leo Cusack T/A Aqua Guys Cleaning | 13 Lamberts Croft | Greenleys | Milton Keynes, Buckinghamshire |  |  | MK12 6AS | the private foul domestic line, prior to discharge to the public foul sewer | rear of the premises, Milton Keynes, MH 2903 | SP8129039996 | SP8129739991 | [54 empty] | 2500 | mg/l | [54 empty] | 1 | l/s | [48 empty] | 11 | pH | 6 | pH | [18 empty] | 1000 | mg/l | [16 empty] | 43 | °C | [8 empty] | 0.04 | m³/d
CROMER STW | S01WEYGAGEKA | Direction | Live | No | ADX 471 | Sheringham Service Station | 16 Weybourne Road | Sheringham | Norfolk |  |  | NR26 8HF | 01/07/2013 | Wastewater derived from a roll-over vehicle wash. | Lawrences Garages (London) Limited | Meadow Barn, Drury Square | Beeston, Kings Lynn | Norfolk |  |  | PE32 2NA | at the interceptor located in the entrace road to the roll-over wash (end chamber, furthest from vehicle wash) | at Weybourne Road | TG1500043000 | TG1500043000 | [54 empty] | 2500 | mg/l | [54 empty] | 1 | l/s | [36 empty] | 250 | mg/l | [10 empty] | 11 | pH | 6 | pH | [18 empty] | 1000 | mg/l | [8 empty] | 1000 | mg/l | [6 empty] | 45 | °C | [8 empty] | 7 | m³/d
CROMER STW | S01NNRAILSKA0 | Consent | Live | No | ACZ 79 | Sheringham Railway Station | Sheringham | Norfolk |  |  |  | NR26 8RA | 10/07/2014 | Used water arising from water softener regeneration process. | North Norfolk Railway PLC | Sheringham Station | Sheringham | Norfolk |  |  | NR26 8RA | from a tap located on the outlet of the softener | between manholes 4003 & 5003 in Church Street, Sheringham | TG1548743083 | TG1550043084 | [54 empty] | 500 | mg/l |  |  |  |  | 26000 | mg/l | [48 empty] | 0.4 | l/s | [36 empty] | 100 | mg/l | [10 empty] | 10 | pH | 6 | pH | [18 empty] | 500 | mg/l | [8 empty] | 1000 | mg/l | [6 empty] | 45 | °C | [8 empty] | 1.2 | m³/d
CROMER STW | S01JEWCROMKA0 | Consent | Live | No | ACY 105 | Jewson Limited | Stonehill Way | Cromer | Norfolk |  |  | NR27 9JW | 20/09/2013 | Used waters, after passage via an interceptor, arising from the external washing of vehicles and plant hire equipment | Jewson Limited | Saint Gobain House | Binley Industrial Estate | Coventry |  |  | CV3 2TT | at a point after the interceptor and prior to discharging to the public foul sewer | in Stonehill Way, Cromer | TG2087041580 | TG2077041630 | [54 empty] | 2500 | mg/l | [54 empty] | 1 | l/s | [36 empty] | 250 | mg/l | [10 empty] | 11 | pH | 6 | pH | [18 empty] | 1000 | mg/l | [8 empty] | 1000 | mg/l | [6 empty] | 45 | °C | [8 empty] | 2 | m³/d
CROMER STW | S01CLEANDYKA | Direction | Live | No | ADV 141 | Sheringham Launderette | 13 Beeston Road | Sheringham | Norfolk |  |  | NR26 8EH | 01/10/2010 | Wastewaters arising from the laundering of clothes | Anthea Margaret Turrell | Home Farm | Walcott Green | Diss | Norfolk |  | IP22 5SR | at a point on the premises prior to discharging to the public foul sewer | at Beeston Road, Sheringham | TG1606043280 | TG1605043280 | [54 empty] | 2000 | mg/l | [54 empty] | 0.2 | l/s | [36 empty] | 100 | mg/l | [10 empty] | 11 | pH | 6 | pH | [18 empty] | 500 | mg/l | [8 empty] | 1000 | mg/l | [6 empty] | 45 | °C | [8 empty] | 8 | m³/d
CROMER STW | S01CRMKELLKA0 | Consent | Live | No | TECO-0053-2019 | Timewell Properties Ltd T/A Blue Sky Leisure | Kelling Heath Holiday Park | Kelling Heath | Sandy Hill Lane | Weybourne | Holt | NR25 7HW | 28/05/2019 | Used water from 1) the filter backwashing process and periodic drain-down of swimming pool contents. 2) launderette for guest use. | Timewell Properties Limited | Bankside 300 Peachman Way | Broadland Business Park | Norwich | Norfolk |  | NR7 0LB | the pumping station on the premises | the rising main to manhole 3801, Kelling | TG1098141501 | TG1033642864 | [54 empty] | 1000 | mg/l | [10 empty] | 5 | mg/l | [42 empty] | 17 | l/s | [48 empty] | 10 | pH | 6 | pH | [18 empty] | 1000 | mg/l | [16 empty] | 45 | °C | [8 empty] | 4 | m³/d
CROMER STW | S01CRMSPSHKA0 | Consent | Live | No | TECO-0031-2020 | Splash Leisure and Fitness Centre | Weybourne Road | Sheringham | Norfolk |  |  | NR26 8HF | 09/04/2020 | Used water from the filter backwashing process and periodic drain-down of swimming pool contents. | North Norfolk District Council | Council Offices | Holt Road | Cromer |  |  | NR27 9EN | a point after the pool backwash balance tank | a point adjacent to Weybourne Road pumping station | TG1488043106 | TG1486843150 | [54 empty] | 1000 | mg/l | [10 empty] | 5 | mg/l | [42 empty] | 5 | l/s | [48 empty] | 10 | pH | 6 | pH | [18 empty] | 1000 | mg/l | [16 empty] | 43.3 | °C | [8 empty] | 40 | m³/d
CROMER STW | S01SHEGOLFKA1 | Consent | Live | No | TECO-0012-2022 | Sheringham Golf Club Limited | Weybourne Road | Sheringham | Norfolk |  |  | NR26 8HG | 01/02/2022 | Used water, after passage through a settlement tank, arising from the external washing of green keeping equipment and golf buggies. | Sheringham Golf Club Limited | Sweetbriar Lane | Sheringham | Norfolk |  |  | NR26 8HG | the outlet from the settlement sump, situated at the northern side of the Green Keepers equipment building | Sweetbriar Lane, Sheringham | TG1508043310 | TG1512043190 | [54 empty] | 3000 | mg/l | [54 empty] | 1 | l/s | [48 empty] | 11 | pH | 6 | pH | [18 empty] | 1000 | mg/l | [16 empty] | 43 | °C | [8 empty] | 0.5 | m³/d
CROMER STW | S01CRMPOLIKA0 | Consent | Live | No | TECO-0153-2022 | Cromer Police Station | Holt Road | Cromer | Norfolk |  |  | NR27 9GH | 30/09/2022 | Used water, after passage via a silt trap, from the external washing of vehicles only. | Norfolk Constabulary | Jubilee House | Falconers Chase | Wymondham | Norfolk |  | NR18 0WW | a point after passage via a silt trap | Holt Road | TG2091941404 | TG2090741449 | [54 empty] | 2500 | mg/l | [54 empty] | 0.5 | l/s | [48 empty] | 11 | pH | 6 | pH | [18 empty] | 1000 | mg/l | [16 empty] | 43 | °C | [8 empty] | 0.5 | m³/d
CROMER STW | S01CRMFLTDKA0 | Consent | Live | No | TECO-0269-2024 | Motor Fuel Limited | 1-3 Prince of Wales Road | Cromer | Norfolk |  |  | NR27 9HR | 19/12/2024 | Used water, after passage via an interceptor, from the external washing of vehicles only. | Motor Fuel Limited | 10 Bricket Road | St Albans | Hertfordshire |  |  | AL1 3JX | a point following the interceptor | Runton Road | TG2178342322 | TG2175442348 | [54 empty] | 2500 | mg/l | [54 empty] | 1 | l/s | [48 empty] | 11 | pH | 6 | pH | [18 empty] | 1000 | mg/l | [16 empty] | 43 | °C | [8 empty] | 4 | m³/d
CROMER STW | S01CRMPOPPKA0 | Consent | Live | No | TECO-0225-2025 | Chris Allan T/A Poppyland Brewery | 46 West Street | Cromer | Norfolk |  |  | NR27 9DS | 02/12/2025 | Used waters from cleaning of brewing equipment used for the brewing of beer. | Chris Allan T/A Poppyland Brewery | 46 West Street | Cromer | Norfolk |  |  | NR27 9DS | a point following the settlement tank | West Street | TG2162742080 | TG2162942075 | [54 empty] | 5000 | mg/l | [16 empty] | 3 | mg/l | [36 empty] | 1 | l/s | [10 empty] | 3 | mg/l | [36 empty] | 10 | pH | 6 | pH | [18 empty] | 1000 | mg/l | [16 empty] | 43 | °C | [8 empty] | 0.5 | m³/d | [14 empty] | 5 | mg/l
CROMER STW | S01JONASSFKA0 | Direction | Live | No | TEDI-0188-2025 | Jonas Seafood Limited | Stonehill Way | Holt Road | Cromer | Norfolk |  | NR27 9JW | 19/03/2026 | Used waters arising from the cleaning, cooking and preparation of seafood plus the washdown of associated plant & equipment. | Jonas Seafood Limited | Stonehill Way | Holt Road | Cromer | Norfolk |  | NR27 9JW | the discharge point from the sampling manhole outside the building on left hand side of the premises | Stonehill Way, Cromer | TG2088041580 | TG2087041590 | [48 empty] | 0.1 | mg/l |  |  |  |  | 6000 | mg/l | [54 empty] | 2 | l/s | [48 empty] | 10 | pH | 6 | pH | [18 empty] | 1500 | mg/l | [8 empty] | 1000 | mg/l | [6 empty] | 43 | °C | [8 empty] | 5 | m³/d
CROWLAND STW | S01THORNEYKA | Direction | Live | No | ADV 230 | Crowland Crane Ltd | Crease Drove | Crowland | Peterborough | Cambridgeshire |  | PE6 0BN | 01/01/2011 | Wastewater arising from the external washing of vehicles after being passed through a correctly maintained triple stage interceptor | Crowland Cranes Limited | Crease Drove | Crowland | Peterborough | Cambridgeshire |  | PE6 0BN | at the chamber after the interceptor prior to discharging to the public foul sewer | at Crease Drove, Crowland | TF2358009460 | TF2366009750 | [54 empty] | 2500 | mg/l | [54 empty] | 1 | m³/hr | [36 empty] | 250 | mg/l | [10 empty] | 11 | pH | 6 | pH | [18 empty] | 1000 | mg/l | [8 empty] | 1000 | mg/l | [6 empty] | 45 | °C | [8 empty] | 7 | m³/d
DEBENHAM STW | S01DEBWATTKA0 | Direction | Live | No | TEDI-0102-2022 | Watts & Co Ltd | 57 Gardeners Road | Debenham | Stowmarket | Suffolk |  | IP14 6RX | 19/07/2022 | Used water from the rinsing of brewing vessels and cask washing. | Watts & Co Ltd | 57 Gardeners Road | Debenham | Stowmarket | Suffolk |  | IP14 6RX | the collection chamber in the brew shed prior to discharge to the public foul sewer | Aldous Court, Debenham | TM1718763111 | TM1716863116 | [54 empty] | 2000 | mg/l | [54 empty] | 0.5 | l/s | [48 empty] | 10 | pH | 6 | pH | [18 empty] | 500 | mg/l | [16 empty] | 43 | °C | [8 empty] | 1 | m³/d
DEBENHAM STW | S01DEBEARLKA0 | Direction | Live | No | TEDI-0153-2025 | Earl Soham Brewery | Unit 5B Meadow Works Business Park | Kenton Road | Debenham | Suffolk |  | IP14 6RP | 13/04/2026 | Used water from the cleaning of equipment used in beer brewing processes. | Earl Soham Brewery Limited | Wyndham House | The Street | Market Weston | Diss | Norfolk | IP22 2NZ | a point after the effluent settlement tank, and prior to discharging to the public foul sewer | Meadow Works Business Park, Debenham | TM1757663054 | TM1760063080 | [54 empty] | 10000 | mg/l | [54 empty] | 0.2 | l/s |  |  |  |  | 9 | mg/l | [42 empty] | 10 | pH | 6 | pH | [18 empty] | 900 | mg/l | [16 empty] | 43 | °C | [8 empty] | 5 | m³/d
DEEPING STW | S01DPGS LPKA | Direction | Live | No | ADZ 724 | Deepings Leisure Centre | Park Road | Deeping St.James | Peterborough |  |  | PE6 8NF | 01/10/2016 | Used water from the swimming pool filter back wash and the periodic drain down of pool contents. | South Kesteven District Council | Council Offices | St Peter's Hill | Grantham | Lincolnshire |  | NG31 6PZ | at a point prior to discharge to the public foul sewer | at Spalding Road, Deeping St James | TF1520010100 | TF1520010100 | [54 empty] | 1000 | mg/l | [10 empty] | 5 | mg/l | [42 empty] | 1 | l/s | [48 empty] | 10 | pH | 6 | pH | [18 empty] | 1000 | mg/l | [16 empty] | 45 | °C | [8 empty] | 30 | m³/d
DEEPING STW | S01MKDPPFSKA1 | Consent | Live | No | TECO-0059-2022 | Market Deeping Co-op Petrol Filling Station | 7 The Precincts | Market Deeping | Lincolnshire |  |  | PE6 8FG | 20/04/2022 | Used water, after passage via an interceptor, from the external washing of vehicles only. | Central England Co-Operative Limited | Central House | Hermes Road | Lichfield | Staffordshire |  | WS13 6RH | a point after the interceptor and prior to entering the public foul sewer | Godsey Lane | TF1408510039 | TF1421010078 | [54 empty] | 2500 | mg/l | [54 empty] | 1 | l/s | [48 empty] | 11 | pH | 6 | pH | [18 empty] | 1000 | mg/l | [16 empty] | 43 | °C | [8 empty] | 5 | m³/d
DEEPING STW | S01DEEHUGHKA1 | Consent | Live | No | TECO-0174-2023 | Hugh Crane Cleaning Equipment Limited | Unit 4 Tallington Service Station | Main Road | Tallington | Stamford | Lincolnshire | PE9 4RN | 11/07/2023 | Used waters arising from the cleaning and servicing of industrial floor cleaning equipment. | Hugh Crane Cleaning Equipment Limited | South Walsham Road | Acle | Norwich | Norfolk |  | NR13 3ES | manhole situated in front of the trade premises entrance, prior to discharging into the public foul sewer | manhole 6601 Main Road, Tallington | TF0966008640 | TF0963008600 | [54 empty] | 1000 | mg/l | [54 empty] | 1 | l/s | [36 empty] | 250 | mg/l | [10 empty] | 11 | pH | 6 | pH | [18 empty] | 1000 | mg/l | [8 empty] | 1000 | mg/l | [6 empty] | 43 | °C | [8 empty] | 1.5 | m³/d
DEEPING STW | S01PETSLOVKA1 | Consent | Live | No | TECO-0125-2024 | Pets Love Fresh Limited | PLF Blenheim, Blenheim Way | Northfields Industrial Estate | Peterborough | Lincolnshire |  | PE6 8LD | 20/06/2024 | Used water from the meat processing plant and utensil washing. | Pets Love Fresh Limited | PLF Blenheim, Blenheim Way | Northfields Industrial Estate | Peterborough | Lincolnshire |  | PE6 8LD | the manhole in loading bay | Blenheim Way | TF1388211397 | TF1387111380 | [54 empty] | 4000 | mg/l | [54 empty] | 1 | l/s | [36 empty] | 250 | mg/l | [10 empty] | 10 | pH | 6 | pH | [18 empty] | 1000 | mg/l | [8 empty] | 1000 | mg/l | [6 empty] | 43 | °C | [8 empty] | 85 | m³/d
DEEPING STW | S01PETSLOVKA2 | Consent | Live | No | TECO-0134-2024 | Pets Love Fresh Limited | PLF Blenheim, Blenheim Way | Northlands Industrial Estate | Peterborough | Lincolnshire |  | PE6 8LD | 20/06/2024 | Used water from Condensers. | Pets Love Fresh Limited | PLF Blenheim, Blenheim Way | Northlands Industrial Estate | Peterborough | Lincolnshire |  | PE6 8LD | the Condenser discharge | Stirling Way | TF1398111443 | TF1399711441 | [54 empty] | 2000 | mg/l | [54 empty] | 1 | l/s | [48 empty] | 10 | pH | 6 | pH | [18 empty] | 1000 | mg/l | [16 empty] | 43 | °C | [8 empty] | 5 | m³/d
DEREHAM-RUSHMEADOW RD STW | S01DERECNTKA0 | Consent | Live | No | ACR 278 | Dereham Leisure Centre | Station Road | East Dereham | Norfolk |  |  | NR19 1DF | 30/03/2007 | Wastewater from the backwashing of swimming pool filters and the periodic emptying of pool contents. | Breckland Leisure Limited | Parkwood House | Cuerden Park | Berkeley Drive | Bamber Bridge, Preston | Lancashire | PR5 6BY | at a point prior to discharge into the public foul sewer | at Station Road, Dereham (at manhole 2903) | TF9929012900 | TF9929012900 | [54 empty] | 500 | mg/l | [10 empty] | 5 | mg/l | [42 empty] | 5 | l/s | [48 empty] | 10 | pH | 6 | pH | [18 empty] | 500 | mg/l | [8 empty] | 1000 | mg/l | [6 empty] | 45 | °C | [8 empty] | 8 | m³/d
DEREHAM-RUSHMEADOW RD STW | S01CCWELLSKA0 | Consent | Live | No | ACZ 32 | C.C. Wells Ltd | Green Road | Yaxham Road Industrial Estate | Dereham | Norfolk |  | NR20 3TG | 20/05/2014 | Used water, after passage through a silt trap, arising from the external washing of vehicles. | C.C.W. (Markets) Limited | 304 High Street | Benfleet | Essex |  |  | SS7 5HB | at manhole after silt trap, adjacent to wash down area | at manhole 6701 in Green Road, Dereham | TF9962712773 | TF9964812769 | [54 empty] | 2500 | mg/l | [54 empty] | 1 | l/s | [36 empty] | 250 | mg/l | [10 empty] | 11 | pH | 6 | pH | [18 empty] | 1000 | mg/l | [8 empty] | 1000 | mg/l | [6 empty] | 45 | °C | [8 empty] | 0.5 | m³/d
DEREHAM-RUSHMEADOW RD STW | S01VANELLSKA1 | Consent | Live | No | ACZ 554 | Van Elle Ltd | Greens Road | East Dereham | Norfolk |  |  | NR20 3TG | 30/08/2016 | Used water after passage via an interceptor, from the external washing of vehicles and plant equipment only. | Van Elle Limited | Kirkby Lane | Pinxton | Nottingham | Nottinghamshire |  | NG16 6JA | at the premises, South of Greens Road, after the interceptor prior to discharge to the public foul sewer | at Greens Road, Dereham | TF9963212735 | TF9964812766 | [54 empty] | 2500 | mg/l | [54 empty] | 1 | l/s | [48 empty] | 11 | pH | 6 | pH | [18 empty] | 1000 | mg/l | [16 empty] | 45 | °C | [8 empty] | 0.25 | m³/d
DEREHAM-RUSHMEADOW RD STW | S01ENTRENTKA0 | Consent | Live | No | ACZ 366 | Enterprise Rent-a-Car | Cowper Road | Dereham |  |  |  | NR19 2DA | 17/09/2015 | Used water after passage through a silt trap, from the external washing of vehicles only. | Enterprise Rent-a-Car UK Limited | C/O Steve Young ,Enterprise House | Vicarge Road, Egham | Surrey |  |  | TW20 9FB | at a point after the silt trap and prior to discharge into the public foul sewer. | at a point between manholes 0301 and 0201, Cowper Road | TF9913813337 | TF9911013354 | [54 empty] | 2500 | mg/l | [54 empty] | 1 | l/s | [48 empty] | 11 | pH | 6 | pH | [18 empty] | 1000 | mg/l | [16 empty] | 45 | °C | [8 empty] | 4 | m³/d
DEREHAM-RUSHMEADOW RD STW | S01WALPOLEKA0 | Consent | Live | No | ACY 212 | E & S J Walpole Limited | John Walpole Commercials | Greens Road | Dereham | Norfolk |  | NR20 3TG | 01/03/2014 | Used waters, after passage through an interceptor, arising from the external washing of vehicles only | E & S J Walpole Limited | Greens Road | Dereham | Norfolk |  |  | NR20 3TG | at the manhole in the front of the premises adjacent to the entrance. | at Manhole 7701 in Greens Road, Dereham | TF9968712729 | TF9972712715 | [54 empty] | 2500 | mg/l | [54 empty] | 1 | m³/hr | [36 empty] | 250 | mg/l | [10 empty] | 11 | pH | 6 | pH | [18 empty] | 1000 | mg/l | [8 empty] | 1000 | mg/l | [6 empty] | 45 | °C | [8 empty] | 1 | m³/d
DEREHAM-RUSHMEADOW RD STW | S01KONBUSDKA0 | Consent | Live | No | ACZ 57 | Konectbus Ltd | Units 5 & 7 | Johns Goshawk Road, Dereham |  |  |  | NR19 1SY | 18/03/2015 | Used water, after passage through a silt trap, from the external washing of buses. | Konectbus Limited | 3rd Floor, 41-51 Grey Street | Newcastle upon Tyne |  |  |  | NE1 6EE | at manhole after the interceptor at centre of yard | at manhole of the site entrance, on corner of John Goshawk Rd | TF9942811836 | TF9939211857 | [54 empty] | 2500 | mg/l | [54 empty] | 1 | l/s | [48 empty] | 11 | pH | 6 | pH | [18 empty] | 1000 | mg/l | [8 empty] | 1000 | mg/l | [6 empty] | 45 | °C | [8 empty] | 4 | m³/d
DEREHAM-RUSHMEADOW RD STW | S01DERESJWKA0 | Consent | Live | No | ACZ 635 | E.& S.J Walpole Limited | Greens Road | Dereham | Norfolk |  |  | NR20 3TG | 22/12/2016 | Used water from the external cleansing of trucks & trailers. | E.& S.J Walpole Limited | Greens Road | Dereham | Norfolk |  |  | NR20 3TG | at the washbay interceptor, East of Greens Road | at manole 7701, Green Road | TF9980412755 | TF9972812715 | [54 empty] | 2500 | mg/l | [54 empty] | 1 | l/s | [48 empty] | 11 | pH | 6 | pH | [18 empty] | 1000 | mg/l | [16 empty] | 45 | °C | [8 empty] | 0.5 | m³/d
DEREHAM-RUSHMEADOW RD STW | S01TESCDERKA | Direction | Live | No | ADV 246 | Tesco Store - Petrol Filling Station | Kingston Road | Dereham | Norfolk |  |  | NR19 1WB | 01/01/2011 | Wastewater from the jet washing of vehicles, after passage through silt trap | Tesco Stores Limited | Tesco House | Delamare Road | Cheshunt | Hertfordshire |  | EN8 9SL | at manhole adjacent to jet wash, prior to discharge to the public foul sewer | at manhole 8201 in Yaxham Road, Dereham | TF9980012200 | TF9987012320 | [54 empty] | 2500 | mg/l | [54 empty] | 0.5 | m³/hr | [36 empty] | 200 | mg/l | [10 empty] | 11 | pH | 6 | pH | [18 empty] | 1000 | mg/l | [8 empty] | 1000 | mg/l | [6 empty] | 45 | °C | [8 empty] | 5 | m³/d
DEREHAM-RUSHMEADOW RD STW | S01TESCDERKA1 | Direction | Live | No | ADV 247 | Tesco Petrol Filling Station | Kingston Road | Dereham | Norfolk |  |  | NR19 1WB | 01/01/2011 | Wastewater arising from an automatic car wash after passage through a three stage interceptor. | Tesco Stores Limited | Tesco House | Delamare Road | Cheshunt | Hertfordshire |  | EN8 9SL | at a point within the premises prior to discharging to the public foul sewer | at Yaxham Road, Dereham | TF9980012200 | TF9985012270 | [54 empty] | 2500 | mg/l | [54 empty] | 2 | l/s | [36 empty] | 250 | mg/l | [10 empty] | 11 | pH | 6 | pH | [18 empty] | 1000 | mg/l | [8 empty] | 1000 | mg/l | [6 empty] | 45 | °C | [8 empty] | 15 | m³/d
DEREHAM-RUSHMEADOW RD STW | S01LYNNHILKA | Direction | Live | No | ADZ 509 | Lynn Hill Service SF Connect | London Road | East Dereham | Norfolk |  |  | NR19 1AS | 01/03/2016 | Used water, after passage via silt trap and interceptor, from the external jet washing of vehicles only. | BP Express Shopping Limited | Chertsey Road | Sunbury-on-Thames | Middlesex |  |  | TW16 7BP | at a point prior to entry into the public foul sewer | at London Road, East Dereham | TF9918012750 | TF9914012770 | [54 empty] | 2500 | mg/l | [54 empty] | 0.5 | l/s | [48 empty] | 11 | pH | 6 | pH | [18 empty] | 1000 | mg/l | [16 empty] | 45 | °C | [8 empty] | 2.5 | m³/d
DEREHAM-RUSHMEADOW RD STW | S01DEREFSCKA0 | Consent | Live | No | ACZ 610 | FS Car Wash ( East Dereham) | Homebase Car Park | Yaxham Road | Norfolk |  |  | NR19 1HB | 30/11/2016 | Used water from the external washing of vehicles. | Robert Shala T/A FS Car Washes | Wadham Lodge | Kitchener Road | Walthamstow | London |  | E17 4JP | at car wash interceptor, prior to entry to the public foul sewer | at Yaxham Road | TF9930612522 | TF9932312609 | [54 empty] | 2500 | mg/l | [54 empty] | 0.02 | l/s | [48 empty] | 11 | pH | 6 | pH | [18 empty] | 1000 | mg/l | [16 empty] | 45 | °C | [8 empty] | 1 | m³/d
DEREHAM-RUSHMEADOW RD STW | S01JEWSDERKA0 | Direction | Live | No | ADX 473 | Jewsons Limited | Greens Road | Dereham | Norfolk |  |  | NR20 3TG | 01/04/2013 | Wastewaters, after passage via a suitably sized and maintained interceptor, arising from the external washing of vehicles and plant hire equipment. | Jewson Limited | Saint -Gobain House | Binley Business Park | Coventry | Warwickshire |  | CV3 2TT | at the manhole after the interceptor and prior to discharge into the public foul sewer | at Greens Road, Dereham | TF9965012550 | TF9966012540 | [54 empty] | 2000 | mg/l | [54 empty] | 0.15 | l/s | [36 empty] | 250 | mg/l | [10 empty] | 11 | pH | 6 | pH | [18 empty] | 1000 | mg/l | [8 empty] | 1000 | mg/l | [6 empty] | 45 | °C | [8 empty] | 1 | m³/d
DEREHAM-RUSHMEADOW RD STW | S01DERPOLIKA0 | Consent | Live | No | ACZ 710 | Dereham Police Station | Commercial Road | Dereham |  |  |  | NR19 1AE | 19/07/2017 | Used water from external vehicle washing. | Norfolk Constabulary | Jubilee House | Falconers Chase | Wymondham | Norfolk |  | NR18 0WW | at a point on the premises | at Commercial Road | TF9917913086 | TF9912613086 | [54 empty] | 2500 | mg/l | [54 empty] | 0.5 | l/s | [48 empty] | 11 | pH | 6 | pH | [18 empty] | 1000 | mg/l | [16 empty] | 45 | °C | [8 empty] | 1 | m³/d
DEREHAM-RUSHMEADOW RD STW | S01DRECYLNKA0 | Direction | Live | No | TEDI-0311-2021 | Dereham Household Waste Recycling Centre | Trafalgar Business Park | Rash's Green | Dereham | Norfolk |  | NR19 1JG | 14/03/2022 | Used waters arising from the contaminated surface water run-off and associated activities from an area allocated to household waste collection and recycling skips and bins. | Norse Environmental Waste Services Limited | 280 Fifers Lane | Norwich | Norfolk |  |  | NR6 6EQ | the agreed manhole located close to canopy support column, prior to discharging to the public sewer | Manhole 5101 adjacent to the railway in Trafalgar Industrial Estate | TF9953012280 | TF9958012190 | [54 empty] | 2000 | mg/l | [54 empty] | 1 | l/s | [48 empty] | 10 | pH | 6 | pH | [18 empty] | 1000 | mg/l | [16 empty] | 43 | °C | [8 empty] | 4 | m³/d | [14 empty] | 1 | mg/l
DEREHAM-RUSHMEADOW RD STW | S01DOM0011KA1 | Consent | Live | No | TECO-0072-2023 | Bins Group Ltd | 50 Allwood Avenue | Dereham | Norfolk |  |  | NR19 2TF | 11/04/2023 | Screened used water from the cleaning of wheelie bins (by a high pressure wash). | Bins Group Ltd | 50 Allwood Avenue | Dereham | Norfolk |  |  | NR19 2TF | the wheelie bin washing disposal point on the premises | Allwood Avenue | TF9824412950 | TF9825512946 | [54 empty] | 2000 | mg/l | [54 empty] | 1 | l/s | [48 empty] | 10 | pH | 6 | pH | [18 empty] | 1000 | mg/l | [16 empty] | 43 | °C | [8 empty] | 0.4 | m³/d
DEREHAM-RUSHMEADOW RD STW | S01DOM0010KA1 | Consent | Live | No | TECO-0070-2023 | Combin Ltd | 50 Allwood Avenue | Dereham | Norfolk |  |  | NR19 2TF | 11/04/2023 | Screened used water from the cleaning of wheelie bins (by a high pressure wash). | Combin Ltd | 62 Norwich Street | Dereham | Norfolk |  |  | NR19 1AD | the wheelie bin washing disposal point on the premises | Allwood Avenue | TF9824412950 | TF9825512946 | [54 empty] | 2000 | mg/l | [54 empty] | 1 | l/s | [48 empty] | 10 | pH | 6 | pH | [18 empty] | 1000 | mg/l | [16 empty] | 43 | °C | [8 empty] | 0.4 | m³/d
DEREHAM-RUSHMEADOW RD STW | S01DERWAVEKA0 | Consent | Live | No | TECO-0082-2025 | Waves Hand Car Wash | Tesco Store | Kingston Road | Dereham | Norfolk |  | NR19 1WB | 30/04/2025 | Used water, from the washing of vehicles, after passage through a grit trap & interceptor. | A & I Car Wash Ltd T/A Waves Hand Car Wash | 24e Norwich Street | Dereham | Norfolk |  |  | NR19 1BX | a point following the grit trap & interceptor | Kingston Road | TF9987712332 | TF9985212258 | [54 empty] | 2500 | mg/l | [54 empty] | 0.5 | l/s | [48 empty] | 11 | pH | 6 | pH | [18 empty] | 1000 | mg/l | [16 empty] | 43 | °C | [8 empty] | 5 | m³/d
DEREHAM-RUSHMEADOW RD STW | S01TEM0231KA1 | Consent | Live | No | TECO-0258-2025 | c/o MEL Environmental Solutions Limited | Kenerne, Dereham Road | Scarning | Norfolk |  |  | NR19 2BG | 16/12/2025 | Discharge of clean groundwater following oil water separation followed by absorption through activated carbon media (threefold) only to be discharged during the period from 18/12/2025 to 18/06/2026 inclusive. | MEL Environmental Solutions Limited | 80 Station Parade | Harrogate | North Yorkshire |  |  | HG1 1HQ | a point following the treatment process | Dereham Road | TF9843713375 | TF9842013390 | [54 empty] | 500 | mg/l | [54 empty] | 0.1 | l/s | [48 empty] | 10 | pH | 6 | pH | [18 empty] | 500 | mg/l | [16 empty] | 43 | °C | [8 empty] | 8.64 | m³/d
DICKLEBURGH-RECTORY RD STW | S01TIVMALTKA0 | Direction | Live | Yes | ADZ 1069 | Simpsons Malt Limited | The Maltings | Moulton Road | Tivetshall St.Margaret |  |  | NR15 2AJ | 17/01/2018 | Used waters, after passage through a settlement tank, from the external washing of silos, condensate from the moisture reduction stage of steeped malt, surplus water from humidifiers and potentially contaminated surface water. | Simpsons Malt Limited | Tweed Valley Maltings | Tweedside Trading Estate | Ord Road, Berwick-upon-Tweed |  |  | TD15 2UZ | at the sampling tap located on a pipe plumbed into the pumped flow from the interceptor pit adjacent to the roast house | at manhole No. 7101 in Moulton Road, Tivetshall St. Margaret | TM1587088180 | TM1577088120 | [54 empty] | 1600 | mg/l | [54 empty] | 0.6 | l/s | [20 empty] | 0.0007 | mg/l | [26 empty] | 10 | pH | 6 | pH | [18 empty] | 750 | mg/l | [16 empty] | 45 | °C | [8 empty] | 48 | m³/d | [14 empty] | 2.5 | mg/l
DICKLEBURGH-RECTORY RD STW | S01BANQSERKA | Direction | Live | No | TEDI-0206-2020 | The Banqueting Hire Service | Thistledown Farm | Station Road | Tivetshall St Margaret | Norfolk |  | NR15 2DL | 03/02/2021 | Used waters from the washing of dishes. | Banqueting Hire Service Ltd T/A The Banqueting Hire Service | EG Reeve House | Burton Road | Norwich | Norfolk |  | NR6 6AT | the discharge point of the commercial dish washing process prior to the public foul sewer | a point between manhole 5301 and 5201 on Station Road | TM1757487305 | TM1753087322 | [54 empty] | 2500 | mg/l | [54 empty] | 1.5 | l/s | [36 empty] | 250 | mg/l | [10 empty] | 11 | pH | 6 | pH | [18 empty] | 1000 | mg/l | [16 empty] | 43 | °C | [8 empty] | 0.5 | m³/d
DISS STW | S01JEWDISSKA0 | Consent | Live | No | ACZ 171 | Jewson Ltd | Victoria Road | Diss | Norfolk |  |  | IP22 4GQ | 25/11/2014 | Used water after passage via an interceptor, arising from the external washing of vehicles & plant hire equipment. | Jewson Limited | Saint-Gobain House | Binley Business Park | Coventry |  |  | CV3 2TT | at a point prior to discharge to the public foul sewer | at manhole 5201 in Victoria Road, Diss | TM1255979247 | TM1257479280 | [54 empty] | 2500 | mg/l | [54 empty] | 1.5 | l/s | [48 empty] | 11 | pH | 6 | pH | [18 empty] | 1000 | mg/l | [8 empty] | 1000 | mg/l | [6 empty] | 45 | °C | [8 empty] | 2 | m³/d
DISS STW | S01DISSGLAKA0 | Consent | Live | No | ACZ 679 | Glazing Vision Limited | Saw Mill Road | Diss | Norfolk |  |  | IP22 4RG | 07/04/2017 | Used water from Reverse Osmosis machine wastes, and compressor condensate following oil collection system. | Glazing Vision Limited | Saw Mill Road | Diss | Norfolk |  |  | IP22 4RG | at a point on the premises | at Saw Mills Road | TM1310979357 | TM1305579342 | [54 empty] | 2000 | mg/l | [54 empty] | 0.5 | l/s | [48 empty] | 10 | pH | 6 | pH | [18 empty] | 1000 | mg/l | [16 empty] | 45 | °C | [8 empty] | 1 | m³/d
DISS STW | S01DISSWAVKA0 | Consent | Live | No | ACZ 726 | Tesco Hand Car Wash | Victoria Road | Diss |  |  |  | IP22 4JN | 01/09/2017 | Used water from the external washing of vehicles. | Mr Ali Hassan Hamadamin - T/A Tesco Hand Car Wash | 202 Rendlesham Court | Ipswich | Suffolk |  |  | IP1 2NP | at a point on the premises | at Victoria Road | TM1191179418 | TM1190979589 | [54 empty] | 2500 | mg/l | [54 empty] | 0.5 | l/s | [48 empty] | 11 | pH | 6 | pH | [18 empty] | 1000 | mg/l | [16 empty] | 45 | °C | [8 empty] | 5 | m³/d
DISS STW | S01SAFEWDIKA0 | Direction | Live | No | ADV 248 | Wm Morrison Supermarkets PLC | Petrol Filling Station | Victoria Road | Diss | Norfolk |  | IP22 4XF | 01/01/2011 | Wastewater from vehicle washing, after passage through a silt trap & interceptor. | Wm Morrison Supermarkets PLC | Hilmore House | Gain Lane | Bradford | West Yorkshire |  | BD3 7DL | at point prior to discharge to the public foul sewer | at Park Road, Diss | TM1160079600 | TM1160079600 | [54 empty] | 2500 | mg/l | [54 empty] | 2 | m³/hr | [36 empty] | 300 | mg/l | [10 empty] | 11 | pH | 6 | pH | [18 empty] | 1000 | mg/l | [8 empty] | 1000 | mg/l | [6 empty] | 45 | °C | [8 empty] | 20 | m³/d
DISS STW | S01FRONTAGKA0 | Direction | Live | No | ADV 51 | Frontier Agriculture Limited | Sandy Lane | Diss | Norfolk |  |  | IP22 4HY | 01/08/2010 | Wastewaters arising from the external washing of vehicles, after passage through a grit-trap and interceptor | Frontier Agriculture Limited | 50 - 51 Russell Square | London |  |  |  | WC1 5JA | at the inspection point after the grit trap and interceptor, prior to discharging to the public foul sewer | at Sandy Lane, Diss | TM1291079880 | TM1294079640 | [54 empty] | 2500 | mg/l | [54 empty] | 0.1 | l/s | [36 empty] | 250 | mg/l | [10 empty] | 11 | pH | 6 | pH | [18 empty] | 1000 | mg/l | [8 empty] | 1000 | mg/l | [6 empty] | 45 | °C | [8 empty] | 2 | m³/d
DISS STW | S01MAVERYXKA0 | Direction | Live | No | ADT 463 | The Launderette | 8 Mavery House | Victoria Road | Diss | Norfolk |  | IP22 4EX | 01/06/2009 | Wastewaters from the laundering of domestic items only. | Anthea Margaret Turrell | Home Farm | Walcot Green | Diss | Norfolk |  | IP22 5SR | at a point on the premises prior to discharging to the public foul sewer | at Victoria Road, Diss | TM1180079600 | TM1180079600 | [54 empty] | 2000 | mg/l | [54 empty] | 1 | l/s | [36 empty] | 100 | mg/l | [10 empty] | 11 | pH | 6 | pH | [18 empty] | 500 | mg/l | [8 empty] | 1000 | mg/l | [6 empty] | 45 | °C | [8 empty] | 10 | m³/d
DISS STW | S01NCCDISSKA0 | Direction | Live | No | ADY 351 | Norfolk County Council | Diss Depot | 112 Victoria Road | Diss | Norfolk |  | IP22 4JG | 01/05/2014 | Used water from the washing of gritters & other vehicles, plus potentially contaminated surface water. | Norfolk County Conci | County Hall | Martineau Lane | Norwich | Norfolk |  | NR1 2DH | at manhole West of access track, adajcent to the salt dome. | at foul manhole 1407 in Victoria Road, Diss situated 2.5 metres from site entrance | TM1209079400 | TM1209079340 | [54 empty] | 2500 | mg/l |  |  |  |  | 10000 | mg/l | [48 empty] | 1 | l/s | [36 empty] | 250 | mg/l | [10 empty] | 11 | pH | 6 | pH | [18 empty] | 1000 | mg/l | [16 empty] | 45 | °C | [8 empty] | 3 | m³/d
DISS STW | S01DISSPOLKA0 | Consent | Live | No | ACZ 711 | Diss Police Station | Stanley Road | Diss |  |  |  | IP22 3BP | 19/07/2017 | Used water from external vehicle washing. | Norfolk Constabulary | Jubliee House | Falconers Chase | Wymondham | Nofolk |  | NR18 0WW | at a point on the premises | at Croft Lane | TM1118679663 | TM1121279662 | [54 empty] | 2500 | mg/l | [54 empty] | 0.5 | l/s | [48 empty] | 11 | pH | 6 | pH | [18 empty] | 1000 | mg/l | [16 empty] | 45 | °C | [8 empty] | 1 | m³/d
DISS STW | S01DISSPHSKA0 | Consent | Live | No | TECO-0039-2018 | P H S Washroom Services | Vinces Road | Diss |  |  |  | IP22 4HQ | 15/05/2018 | Used water from the cleaning of sanitary bins and external washing of vehicles. | PERSONNEL HYGIENE SERVICES LIMITED | c/o PHS GROUP | BLOCK B | WESTERN INDUSTRIAL ESTATE | CAERPHILLY |  | CF83 1XH | a point on premises prior to foul sewer | Vinces Road | TM1274979988 | TM1269980005 | [54 empty] | 2000 | mg/l | [54 empty] | 2 | l/s | [48 empty] | 10 | pH | 6 | pH | [18 empty] | 1000 | mg/l | [16 empty] | 45 | °C | [8 empty] | 3 | m³/d
DISS STW | S01DISSAMPKA1 | Consent | Live | No | TECO-0104-2021 | Ampersand Brew Co Ltd | 27-31 Sawmills Road | Diss | Norfolk |  |  | IP22 4GG | 21/06/2021 | Used waters arising from brewing and the cleaning of equipment used in beer brewing processes. | Ampersand Brew Co Ltd | Great Green Farm Norwich Road | Denton | Harlestone | Norfolk |  | IP20 0BB | the sump at the end of the slot/floor drain within the premises, prior to connection to the public foul sewer | Sawmills Road, Diss | TM1303579329 | TM1305179359 | [54 empty] | 6000 | mg/l | [54 empty] | 1 | l/s | [48 empty] | 10 | pH | 6 | pH | [18 empty] | 1000 | mg/l | [16 empty] | 43 | °C | [8 empty] | 3 | m³/d
DISS STW | S01DISSWATKA0 | Consent | Live | No | TECO-0006-2023 | Watson Fuels | Prince Regent Way | Victoria Road , Diss | Suffolk |  |  | IP22 4YQ | 02/03/2023 | Used water, from the external washing of vehicles, yard surface water runoff, and rainfall from within the oil storage bund (after passage via an interceptor). | WFL (UK) Ltd T/A Watson Fuels | The Broadgate Tower Third Floor | 20 Primrose Street | London |  |  | EC2A 2RS | the inspection chamber after the interceptor by the tank farm | Victoria Road, Diss | TM1269379344 | TM1263279265 | [54 empty] | 2000 | mg/l | [54 empty] | 4.7 | l/s | [36 empty] | 250 | mg/l | [10 empty] | 10 | pH | 6 | pH | [18 empty] | 1000 | mg/l | [16 empty] | 43 | °C | [8 empty] | 10 | m³/d
DISS STW | S01DISPOOLKA1 | Consent | Live | No | TECO-0314-2023 | Diss Leisure Centre | 106 Victoria Road | Diss | Norfolk |  |  | IP22 4JG | 12/02/2024 | Used water from the filter backwashing process and periodic drain-down of swimming pool contents. | South Norfolk Council | The Horizon Centre | Broadland Business Park | Peachman Way | Norwich | Norfolk | NR7 0WF | the discharge pipework from the pool filter backwash, prior to connection to the public foul sewer | Victoria Road, Diss | TM1215179413 | TM1217579470 | [54 empty] | 1000 | mg/l | [10 empty] | 5 | mg/l | [42 empty] | 14 | l/s | [48 empty] | 10 | pH | 6 | pH | [18 empty] | 1000 | mg/l | [16 empty] | 43 | °C | [8 empty] | 10 | m³/d
DISS STW | S01CRYSCARKA1 | Consent | Live | No | TECO-0088-2025 | Crystal Car Wash and Service Ltd | 17b Victoria Road | Diss | Norfolk |  |  | IP22 4HW | 19/05/2025 | Used water, after passage via an interceptor, from the external washing of vehicles only. | Crystal Car Wash and Service Ltd | 17b Victoria Road | Diss | Norfolk |  |  | IP22 4HW | inspection chamber CP2 | manhole 7102, Victoria Road | TM1278179242 | TM1278079197 | [54 empty] | 2500 | mg/l | [54 empty] | 0.25 | l/s | [48 empty] | 11 | pH | 6 | pH | [18 empty] | 1000 | mg/l | [16 empty] | 43 | °C | [8 empty] | 1 | m³/d
DISS STW | S01GVISIONKA0 | Direction | Live | No | TEDI-0143-2025 | Glazing Vision Limited | Sawmills Road | Diss | Norfolk |  |  | IP22 4RG | 25/01/2026 | Used water comprising of settled waste rinse-waters following pH correction from the degreasing, etching and conversion coating of aluminium and steel. | Glazing Vision Limited | Sawmills Road | Diss | Norfolk |  |  | IP22 4RG | the sampling tank located in the paint store room | manhole No. 0404 on Sawmills Road | TM1307079420 | TM1304079410 | [22 empty] | 100 | mg/l | [24 empty] | 0.02 | mg/l |  |  |  |  | 200 | mg/l | [12 empty] | 1.5 | mg/l | [30 empty] | 350 | mg/l | [8 empty] | 1 | l/s | [48 empty] | 10 | pH | 6 | pH | [18 empty] | 350 | mg/l | [16 empty] | 43 | °C | [8 empty] | 1 | m³/d
DISS STW | S01TEM0220KA2 | Consent | Live | No | TECO-0032-2026 | Shell UK | Victoria road | Diss | Norfolk |  |  | IP22 4GA | 13/02/2026 | Used waters from the excavation of groundwater, after a 5 stage interceptor, including a hydrocarbon filter and silt buster, only to be discharged during the period from 27 April 2026 to 27 October 2026 inclusive. | Williams Southern Limited | Southern House, Eagle close | Langage Business Park | Plympton | Plymouth | Devon | PL7 5HZ | the manhole situated adjacent to pump 5 on the garage forecourt | Victoria road | TM1250579341 | TM1250179333 | [54 empty] | 1000 | mg/l | [54 empty] | 5 | l/s | [48 empty] | 10 | pH | 6 | pH | [18 empty] | 500 | mg/l | [16 empty] | 43 | °C | [8 empty] | 144 | m³/d
DODDINGTON STW | S01SISCODOKA | Consent | Live | No | ACV 196 | Sisco Servce Station | Doddington Road | Wimblington | March |  |  | PE15 0RB | 10/01/2011 | Wastewater arising from the external washing of vehicles only | Ajay Modhvada | 36 Patterdale Drive | Peterborough | Cambridgeshire |  |  | PE4 7ZU | at a point prior to discharge to the public foul sewer | at Doddington Road, Wimblington | TL4122091580 | TL4126091600 | [54 empty] | 2500 | mg/l | [54 empty] | 1 | l/s | [36 empty] | 250 | mg/l | [10 empty] | 11 | pH | 6 | pH | [18 empty] | 1000 | mg/l | [8 empty] | 1000 | mg/l | [6 empty] | 45 | °C | [8 empty] | 3 | m³/d
DOWNHAM MARKET STW | S01DOWPOLIKA0 | Consent | Live | No | ACZ 707 | Downham Market Police Station | 63 London Road | Downham Market | Nofolk |  |  | PE38 9BD | 25/07/2017 | Used water, after passage via a silt trap, from the external washing of vehicles only. | Norfolk Constabulary | Jubilee House | Falconers Chase | Wymondham | Norfolk |  | NR18 0WW | at a point from the silt trap manhole prior to entry to the public foul sewer | at manhole 2501, London Road, Downham Market | TF6123202597 | TF6120802573 | [54 empty] | 2500 | mg/l | [54 empty] | 0.5 | l/s | [48 empty] | 11 | pH | 6 | pH | [18 empty] | 1000 | mg/l | [16 empty] | 45 | °C | [8 empty] | 1.5 | m³/d
DOWNHAM MARKET STW | S01ANGLBINKA0 | Direction | Live | No | ADU 272 | Anglian Bin Cleaning | Avalon | Bridge Road | Downham Market | Norfolk |  | PE38 0AE | 01/12/2009 | Wastewaters arising from the internal cleaning of wheelie bins | Mr R A & Mrs J Hammond | T/A Anglia Bin Cleaning | Avalon | Bridge Road | Downham Market | Norfolk | PE38 0AE | at a point prior to discharging to the public foul sewer | Bridge Road, Downham Market | TF5992003150 | TF5992003150 | [54 empty] | 2000 | mg/l | [54 empty] | 1 | l/s | [36 empty] | 250 | mg/l | [10 empty] | 10 | pH | 6 | pH | [18 empty] | 1000 | mg/l | [8 empty] | 1000 | mg/l | [6 empty] | 45 | °C | [8 empty] | 2 | m³/d
DOWNHAM MARKET STW | S01341POOLKA3 | Direction | Live | No | ADY 177 | Downham Market Leisure Centre | Bexwell Road | Downham Market | Norfolk |  |  | PE38 9LL | 01/12/2013 | Used waters arising from swimming pool filter backwash procedures, and from the periodic drain-down of the swimming pool contents | Borough Council of King's Lynn & W Norfolk | King's Court | Chapel Street | King's Lynn | Norfolk |  | PE30 1EX | at a point after the backwash filter and prior to discharging to the public foul sewer | manhole number 8202, in Bexwell Road, Downham Market | TF6184003260 | TF6184003260 | [54 empty] | 1000 | mg/l | [10 empty] | 5 | mg/l | [42 empty] | 2.5 | l/s | [36 empty] | 250 | mg/l | [10 empty] | 10 | pH | 6 | pH | [18 empty] | 1000 | mg/l | [8 empty] | 1000 | mg/l | [6 empty] | 45 | °C | [8 empty] | 10 | m³/d
DOWNHAM MARKET STW | S01360BARKKA | Direction | Live | No | ADT 95 | The Owner | The Launderette | 9 London Road | Downham Market | Norfolk |  | PE39 9BX | 01/10/2008 | Wastewaters from the laundering of clothes | The Owner | The Launderette | 9 London Road | Downham Market | Norfolk |  | PE39 9BX | at a point within the curtilage of the building prior to discharging to the public foul sewer | London Road, Downham Market | TF6115003090 | TF6116003060 | [54 empty] | 2000 | mg/l | [54 empty] | 1 | m³/hr | [36 empty] | 100 | mg/l | [10 empty] | 11 | pH | 6 | pH | [18 empty] | 500 | mg/l | [8 empty] | 1000 | mg/l | [6 empty] | 45 | °C | [8 empty] | 4 | m³/d
DOWNHAM MARKET STW | S01ACCENTFKA | Direction | Live | No | TEDI-0201-2021 | Accent Fresh Limited | St. John's Way | St. John's Business Estate | Downham Market | King's Lynn | Norfolk | PE38 0QQ | 09/02/2022 | Used waters from food preparation, factory cleaning and vehicle and equipment washing. | Accent Fresh Limited | St. John's Way | St. John's Business Estate | Downham Market | King's Lynn | Norfolk | PE38 0QQ | the manhole in front of the building | a point opposite Bartons Drove | TF6008002660 | TF6013002980 | [54 empty] | 5000 | mg/l | [54 empty] | 0.6 | l/s | [48 empty] | 10 | pH | 6 | pH | [18 empty] | 1500 | mg/l | [16 empty] | 43 | °C | [8 empty] | 10 | m³/d
DOWNHAM MARKET STW | S01DOWMEDIKA1 | Consent | Live | No | TECO-0255-2024 | Mediquip Assistive Technology Limited | Unit C Downham Market Trade Park | 1 St Johns Business Estate | Downham Market, Norfolk |  |  | PE38 0QQ | 04/12/2024 | Used water from the laundering of medical equipment items only. | Mediquip Assistive Technology Limited | Unit 2 Summit Centre, Skyport Drive | Harmondsworth, West Drayton | Middlesex |  |  | UB7 0LJ | out-flow of laundry machines | St Johns Way | TF6011302781 | TF6005502693 | [54 empty] | 2000 | mg/l | [54 empty] | 0.3 | l/s | [48 empty] | 11 | pH | 6 | pH | [18 empty] | 1000 | mg/l | [16 empty] | 43 | °C | [8 empty] | 1 | m³/d
DUNSBY STW | S01SLENGNRKA | Direction | Live | No | TEDI-0337-2022 | S L Engineering Limited | Temple Road | Aslackby | Sleaford |  |  | NG34 0HJ | 07/04/2023 | Used water from the following processes: (i) ultrasonic & degreasing tanks, (ii) non-destructive testing (NDT) dye penetrant via carbon filters, (iii) x-ray processing via silver reclamation unit, (iv) pressure test tank. | S L Engineering Limited | Temple Road | Aslackby | Sleaford | Lincolnshire |  | NG34 0HJ | a point after the processes and prior to discharge into the public foul sewer | Temple Road | TF0876230412 | TF0874030428 | [54 empty] | 6000 | mg/l | [54 empty] | 1 | l/s | [48 empty] | 10 | pH | 6 | pH | [18 empty] | 500 | mg/l | [16 empty] | 43 | °C | [8 empty] | 10 | m³/d | [14 empty] | 5 | mg/l
DUNSTABLE STW | S013030208KA1 | Consent | Live | No | ACZ 181 | Tesco Hand Car Wash | Tesco Store - Dunstable Extra | Skimpot Road | Dunstable | Luton |  | LU5 4JU | 22/12/2014 | Used water from the external washing of vehicles only. | Sami Musoli - T/A Tesco Hand Car Wash | 43 Marsh Drive | West Hendon | London |  |  | NW9 7QE | at the discharge pipe from the wash area, prior to entry to the public foul sewer | at Skimpot Road | TL0436022407 | TL0436822457 | [54 empty] | 2500 | mg/l | [54 empty] | 0.5 | l/s | [48 empty] | 11 | pH | 6 | pH | [18 empty] | 1000 | mg/l | [8 empty] | 1000 | mg/l | [6 empty] | 45 | °C | [8 empty] | 5.05 | m³/d
DUNSTABLE STW | S013030190KA1 | Consent | Live | No | ACS 104 | Georgina Service Station | 22-36 High Street | Houghton Regis | Bedfordshire |  |  | LU5 5BJ | 09/10/2007 | Wastewater from the external washing of vehicles by an automatic car wash and jet wash. All wastewater to pass through a suitably sized and maintained interceptor. | Mr B and Mr S Ghondia T/A Georgina Service Station | 22-36 High Street | Houghton Regis | Bedfordshire |  |  | LU5 5BJ | at a point after the interceptor and prior to discharge into the public foul sewer | at High Street, Houghton Regis (manhole No. 6701) | TL0160023760 | TL0162023740 | [54 empty] | 2000 | mg/l | [54 empty] | 0.1 | m³/hr | [36 empty] | 250 | mg/l | [10 empty] | 11 | pH | 6 | pH | [18 empty] | 1000 | mg/l | [8 empty] | 1000 | mg/l | [6 empty] | 45 | °C | [8 empty] | 1 | m³/d
DUNSTABLE STW | S013030196KA1 | Consent | Live | No | ACV 55 | Iron Mountain (UK) Limited | Unit 4, Nimbus Park | Houghton Regis | Dunstable | Bedfordshire |  | LU5 5WZ | 24/05/2010 | Wastewaters arising from the external washing of vehicles | Iron Mountain (UK) Limited | The Cottons Centre | Tooley Street | London |  |  | SE1 2TT | at the discharge point from the wash area prior to discharging to the public foul sewer | at Porz Avenue, Houghton Regis | TL0234023190 | TL0228022360 | [54 empty] | 2000 | mg/l | [54 empty] | 1 | l/s | [36 empty] | 250 | mg/l | [10 empty] | 11 | pH | 6 | pH | [18 empty] | 1000 | mg/l | [8 empty] | 1000 | mg/l | [6 empty] | 45 | °C | [8 empty] | 1.5 | m³/d
DUNSTABLE STW | S013030164KA1 | Direction | Live | No | ADX 378 | Hartwell Ford | 77 - 87 London Road | Dunstable | Bedfordshire |  |  | LU6 3DT | 01/02/2013 | Wastewater from the external jet washing of vehicles. | Hartwell Automotive Group Limited | Faringdon Road | Cumnor | Oxford | Oxfordshire |  | OX2 9RE | at a suitable point prior to discharging to the public foul sewer | at London Road, Dunstable | TL0081020980 | TL0275020960 | [54 empty] | 2500 | mg/l | [54 empty] | 1 | l/s | [36 empty] | 250 | mg/l | [10 empty] | 11 | pH | 6 | pH | [18 empty] | 1000 | mg/l | [8 empty] | 1000 | mg/l | [6 empty] | 45 | °C | [8 empty] | 4 | m³/d
DUNSTABLE STW | S013030167KA1 | Direction | Live | No | ADY 17 | Periwinkle Lane Pumping Station | High Street South/Periwinkle Lane | Dunstable | Bedfordshire |  |  | LU6 3NP | 01/07/2013 | Wastewaters generated from the backwashing of the ultrafiltration plant. | Affinity Water Limited | Tamblin Way | Hatfield | Hertfordshire |  |  | AL10 9EZ | at a suitable point prior to discharge to the public foul sewer | High Street South, Dunstable | TL0253021180 | TL0253021180 | [54 empty] | 500 | mg/l | [54 empty] | 1 | l/s | [36 empty] | 50 | mg/l | [10 empty] | 10 | pH | 6 | pH | [18 empty] | 500 | mg/l | [8 empty] | 1000 | mg/l | [6 empty] | 45 | °C | [8 empty] | 25 | m³/d
DUNSTABLE STW | S013030185KA1 | Consent | Live | No | ACR 71 | Tavistock Street Depot | Tavistock Street | Dunstable | Bedfordshire |  |  | LU6 1NE | 14/07/2006 | Wastewaters generated during jet washing of vehicles. | South Bedfordshire District Council | The District Offices | High Street North | Dunstable | Bedfordshire |  | LU6 1LF | at a point prior to discharge into the public foul sewer | at Tavistock Street, Dunstable | TL0135022590 | TL0135022590 | [54 empty] | 2000 | mg/l | [54 empty] | 0.5 | m³/hr | [36 empty] | 200 | mg/l | [10 empty] | 10 | pH | 6 | pH | [18 empty] | 1000 | mg/l | [8 empty] | 1000 | mg/l | [6 empty] | 45 | °C | [8 empty] | 3 | m³/d
DUNSTABLE STW | S013030191KA1 | Consent | Live | No | ACS 125 | Dunstable Waste Group Limited | Blackburn Road, Houghton Regis | Bedfordshire |  |  |  | LU5 5BQ | 05/11/2007 | Wastewater, after passage via a suitably sized and maintained interceptor, from the external washing of vehicles. | Dunstable Waste Group Limited | Blackburn Road, Houghton Regis | Bedfordshire |  |  |  | LU5 5BQ | at the end manhole chamber of the interceptor | at Blackburn Road | TL0163023300 | TL0160023330 | [54 empty] | 2000 | mg/l | [54 empty] | 1 | m³/hr | [36 empty] | 250 | mg/l | [10 empty] | 11 | pH | 6 | pH | [18 empty] | 1000 | mg/l | [8 empty] | 1000 | mg/l | [6 empty] | 45 | °C | [8 empty] | 4 | m³/d
DUNSTABLE STW | S013030182KA1 | Direction | Live | No | ADZ 27 | Houghton Regis Leisure Centre | Parkside Drive | Houghton Regis | Bedfordshire |  |  | LU5 5PY | 01/07/2014 | Used waters arising from the pool filter backwashing process and from the periodic drain-down of the swimming pool contents. | Stevenage Lesiure Limited | Arts and Leisure Centre | Lytton Way | Stevenage, Hertfordshire |  |  | SG1 1LZ | at a point in the pool plant room | at NGR TL02992496, on the site in Parkside Drive, Houghton Regis | SP9128024200 | SP9128024200 | [54 empty] | 1000 | mg/l | [10 empty] | 5 | mg/l | [42 empty] | 15 | l/s | [36 empty] | 250 | mg/l | [10 empty] | 10 | pH | 6 | pH | [18 empty] | 1000 | mg/l | [8 empty] | 1000 | mg/l | [6 empty] | 45 | °C | [8 empty] | 9 | m³/d
DUNSTABLE STW | S013030157KA1 | Direction | Live | No | ADV 94 | IMO Car Wash | Houghton Road | Houghton Regis | Bedfordshire |  |  | LU5 5AA | 01/09/2010 | Effluent arising from the washing of vehicles using an automatic vehicle wash. | Anduff Car Wash Limited | 35 - 37 Amersham Hill | High Wycombe | Buckinghamshire |  |  | HP13 6NU | at at point prior to discharging to the public foul sewer | at Houghton Road, Houghton Regis | TL0146023300 | TL0144023310 | [54 empty] | 2000 | mg/l | [54 empty] | 5 | m³/hr | [36 empty] | 250 | mg/l | [10 empty] | 11 | pH | 6 | pH | [18 empty] | 1000 | mg/l | [8 empty] | 1000 | mg/l | [6 empty] | 45 | °C | [8 empty] | 20 | m³/d
DUNSTABLE STW | S013030143KA1 | Direction | Live | No | ADZ 361 | Vocalink Limited | Unit 17 Humphreys Road | Woodside Industrial Estate | Dunstable |  |  | LU5 4TB | 01/09/2015 | Used water arising from cooling tower bleed off. | Vocalink Limited | Drake House, Three Rivers Court | Homestead Road | Rickmansworth | Hertfordshire |  | WD3 1FX | at a the discharge pipe from cooling tower, prior to discharging to the public foul sewer | at Humphrys Road, Dunstable | TL0323023190 | TL0320023140 | [54 empty] | 2000 | mg/l | [54 empty] | 1 | l/s | [48 empty] | 10 | pH | 6 | pH | [18 empty] | 1000 | mg/l | [16 empty] | 45 | °C | [8 empty] | 8 | m³/d
DUNSTABLE STW | S013030153KA1 | Direction | Live | No | ADV 135 | Tesco Petrol Filling Station | Icknield Way | Skimpot Road | Dunstable | Bedfordshire |  | LU5 4JU | 01/10/2010 | Wastewater from the external jet washing of vehicles. | Tesco Stores Limited | Tesco House | Delamare Road | Cheshunt | Hertfordshire |  | EN8 9SL | at a point prior to discharging to the public foul sewer | at Skimpot Road, Dunstable | TL0438072250 | TL0441072230 | [54 empty] | 2000 | mg/l | [54 empty] | 1 | m³/hr | [36 empty] | 250 | mg/l | [10 empty] | 11 | pH | 6 | pH | [18 empty] | 1000 | mg/l | [8 empty] | 1000 | mg/l | [6 empty] | 45 | °C | [8 empty] | 4 | m³/d
DUNSTABLE STW | S013030187KA1 | Direction | Live | No | ADU 112 | Dave Whelan Sports Ltd, t/a DW Sport Fitness | Unit 7 A | White Lion Retail Park | Boscombe Road | Dunstable | Bedfordshire | LU5 4WL | 01/09/2009 | Wastewaters emanating from the backwashing of swimming pool filters and the periodic emptying of pool contents. | Dave Whelan Sports Limited | Whelco Place | Enfield Industrial Estate | Enfield Street, Pemberton | Wigan | Lancashire | WN5 6DB | at a point within the plant room at the premises | at Boscombe Road, Dunstable | TL0236022430 | TL0244022520 | [54 empty] | 800 | mg/l | [54 empty] | 14 | l/s | [36 empty] | 250 | mg/l | [10 empty] | 10 | pH | 6 | pH | [18 empty] | 500 | mg/l | [8 empty] | 1000 | mg/l | [6 empty] | 45 | °C | [8 empty] | 25 | m³/d
DUNSTABLE STW | S013030122KA1 | Direction | Live | No | ADT 428 | Town Tub Ltd | 61 Katherine Drive | Dunstable | Bedfordshire |  |  | LU5 4NP | 01/06/2009 | Wastewaters arising from the laundering of cloths and fabric | Town Tub Limited | 80 - 84 Leagrave Road | Luton | Bedfordshire |  |  | LU4 8HZ | at a point to the rear of the premises prior to discharging to the public foul sewer | Duncombe Drive, Dunstable | TL0346022650 | TL0345022660 | [54 empty] | 2000 | mg/l | [54 empty] | 3 | m³/hr | [36 empty] | 100 | mg/l | [10 empty] | 11 | pH | 6 | pH | [18 empty] | 500 | mg/l | [8 empty] | 1000 | mg/l | [6 empty] | 45 | °C | [8 empty] | 25 | m³/d
DUNSTABLE STW | S013030158KA1 | Direction | Live | No | ADV 414 | Loi-S Launderette & Dry Cleaners | 60 Langdale Road | Dunstable | Bedfordshire |  |  | LU6 3BS | 01/06/2011 | Wastewater arising from the laundering of domestic items only. | Mr Dass | 60 Langdale Road | Dunstable | Bedfordshire |  |  | LU6 3BS | at a point prior to discharge to the public foul sewer | at Langdale Road, Dunstable | TL0198020970 | TL0191020920 | [54 empty] | 2000 | mg/l | [54 empty] | 2 | m³/hr | [36 empty] | 100 | mg/l | [10 empty] | 11 | pH | 6 | pH | [18 empty] | 1000 | mg/l | [8 empty] | 1000 | mg/l | [6 empty] | 45 | °C | [8 empty] | 10 | m³/d
DUNSTABLE STW | S013030109KA1 | Direction | Live | No | ADX 371 | Renault Trucks Chiltern | Luton Road | Dunstable | Bedfordshire |  |  | LU5 4QF | 01/02/2013 | Wastewater arising from the external jet washing of vehicles. | Renault Truck Commercials Limited | 8 Houghton Hall Business Park | Porz Avenue | Dunstable | Bedfordshire |  | LU5 5FT | a point prior to discharge to the public foul sewer | at rear of Hillcrest School, Dunstable | TL0303022270 | TL0298023250 | [54 empty] | 2500 | mg/l | [54 empty] | 1 | m³/hr | [36 empty] | 250 | mg/l | [10 empty] | 11 | pH | 6 | pH | [18 empty] | 1000 | mg/l | [8 empty] | 1000 | mg/l | [6 empty] | 45 | °C | [8 empty] | 5 | m³/d
DUNSTABLE STW | S013030147KA2 | Direction | Live | No | ADZ 442 | Malthurst Petroleum Limited | Houghton Green Service Station | 7 The Green | Houghton Regis | Bedfordshire |  | LU5 5LB | 01/12/2015 | Used water arising from the external washing of vehicles. | Malthurst Petroleum Limited | Vincent House | 4 Grove Lane | Epping, Essex |  |  | CM16 4LH | at point prior to entry into the public foul sewer | at The Green, Hougton Regis | TL0219024030 | TL0219024030 | [54 empty] | 2500 | mg/l | [54 empty] | 1 | l/s | [48 empty] | 11 | pH | 6 | pH | [18 empty] | 1000 | mg/l | [16 empty] | 45 | °C | [8 empty] | 5 | m³/d
DUNSTABLE STW | S013030205KA1 | Direction | Live | No | ADZ 362 | Vocalink Ltd | Unit 17, Humphrys Road | Woodside Industrial Estate | Dunstable |  |  | LU5 4TB | 01/09/2015 | Used water arising from a reverse osmosis treatment plant. | Vocalink Limited | Drake House, Three Rivers Court | Homestead | Rickmansworth | Hertfordshire |  | WD3 1FX | at discharge pipe from softening plant, prior to discharging to the public foul sewer | at Humphrys Road, Dunstable | TL0323023190 | TL0320023140 | [54 empty] | 2000 | mg/l | [54 empty] | 1 | l/s | [48 empty] | 10 | pH | 6 | pH | [18 empty] | 1000 | mg/l | [16 empty] | 45 | °C | [8 empty] | 8 | m³/d
DUNSTABLE STW | S013030184KA1 | Direction | Live | No | ADZ 444 | Central Bedfordshire College | 64 Luton Road | Dunstable | Bedfordshire |  |  | LU5 4JN | 01/12/2015 | Used waters from the external washing of vehicles only. | Central Bedfordshire College | Kingsway | Dunstable | Bedfordshire |  |  | LU5 4HG | at the end chamber of the interceptor | at Bramley Court | TL0289022120 | TL0289022120 | [54 empty] | 2500 | mg/l | [54 empty] | 1 | l/s | [48 empty] | 11 | pH | 6 | pH | [18 empty] | 1000 | mg/l | [16 empty] | 45 | °C | [8 empty] | 0.5 | m³/d
DUNSTABLE STW | S013030214KA1 | Consent | Live | No | TECO-0015-2019 | PSS Hire, Dunstable | 3A Woodside Industrial Estate | Dunstable | Bedfordshire |  |  | LU5 4TP | 08/03/2019 | Used waters arising from the external washing of vehicles and plant hire machinery. | Ashtead Plant Hire Ltd | 100 Cheapside | London |  |  |  | EC2V 6DT | the outlet pipe from the interceptor | Humphreys Road | TL0305123306 | TL0302923243 | [54 empty] | 2500 | mg/l | [54 empty] | 1 | l/s | [48 empty] | 11 | pH | 6 | pH | [18 empty] | 1000 | mg/l | [16 empty] | 45 | °C | [8 empty] | 3 | m³/d
DUNSTABLE STW | S013030215KA1 | Consent | Live | No | TECO-0134-2020 | DPD Group UK Ltd | Unit 4 | Geopost | Humphrys Road | Dunstable |  | LU5 4TP | 26/10/2020 | Used water, after passage via an interceptor, from the external washing of vehicles only. | DPD Group UK Limited | Roebuck Lane | Smethwick | West Midlands |  |  | B66 1BY | the foul manhole (FMH15), prior to effluent being discharged to the foul sewer | the sewer on Humphrys Road in Dunstable | TL0302223246 | TL0293523197 | [54 empty] | 2500 | mg/l | [54 empty] | 0.2 | l/s | [48 empty] | 11 | pH | 6 | pH | [18 empty] | 1000 | mg/l | [16 empty] | 43 | °C | [8 empty] | 2 | m³/d
DUNSTABLE STW | S013030180KA1 | Direction | Live | No | TEDI-0316-2021 | Synergy Health Managed Services Limited | 32 Verey Road | Woodside Industrial Estate | Dunstable |  |  | LU5 4TT | 29/11/2022 | Used waters generated from the operations of a laundry. | Synergy Health Managed Services Limited | Synergylms | Ascot Drive | Derby | England |  | DE24 8HE | the inspection chamber situated in the car park area | a point on the 450mm sewer north of Unit 28 Verey Road, Dunstable | TL0241022850 | TL0241022850 | [54 empty] | 3500 | mg/l | [54 empty] | 13 | l/s | [36 empty] | 250 | mg/l | [10 empty] | 10 | pH | 6 | pH | [18 empty] | 500 | mg/l | [16 empty] | 43 | °C | [8 empty] | 500 | m³/d | [14 empty] | 1.5 | mg/l
DUNSTABLE STW | S013030219KA1 | Consent | Live | No | TECO-0106-2022 | GXO Logistics | Luton Cold Store | Skimpot Road | Luton |  |  | LU4 0JD | 07/09/2022 | Used water after passage via an oil separator from the external washing of vehicles only. | GXO Logistics UK Limited | Saltire Court | Castle Terrace | Edinburgh |  |  | EH1 2EN | the pump chamber downstream of oil separator, prior to discharge to the the public foul sewer | Skimpot Road, Luton | TL0452022229 | TL0443022237 | [54 empty] | 2500 | mg/l | [54 empty] | 2 | l/s | [48 empty] | 11 | pH | 6 | pH | [18 empty] | 1000 | mg/l | [16 empty] | 43 | °C | [8 empty] | 4 | m³/d
DUNSTABLE STW | S013030221KA1 | Consent | Live | No | TECO-0175-2022 | GXO Logistics | Luton Cold Store | Skimpot Road | Luton | Bedfordshire |  | LU4 0JD | 11/10/2022 | Used waters arising from the blow-down of refrigeration condensers. | GXO Logistics UK Limited | Saltire Court | Castle Terrace | Edinburgh |  |  | EH1 2EN | the sample tap on the outlet of the condenser | Skimpot Road, Dunstable | TL0452022229 | TL0443022237 | [54 empty] | 2000 | mg/l | [54 empty] | 0.5 | l/s | [48 empty] | 10 | pH | 6 | pH | [18 empty] | 1000 | mg/l | [16 empty] | 43 | °C | [8 empty] | 0.014 | m³/d
DUNSTABLE STW | S013030220KA1 | Consent | Live | No | TECO-0140-2022 | DHL International Limited | Unit 12 - 13 | Foster Avenue | Houghton Regis | Dunstable | Bedfordshire | LU5 5TA | 30/09/2022 | Used water, after passage via an interceptor, from the external washing of vehicles only. | DHL International (UK) Limited | Southern Hub | Unit 1 | Horton Road | Colnbrook | Berkshire | SL3 0BB | the manhole after the interceptor prior to the effluent entering the public foul sewer | Foster Avenue, Houghton Regis, Dunstable | TL0203923153 | TL0200723138 | [54 empty] | 2500 | mg/l | [54 empty] | 1 | l/s | [48 empty] | 11 | pH | 6 | pH | [18 empty] | 1000 | mg/l | [16 empty] | 43 | °C | [8 empty] | 1 | m³/d
DUNSTABLE STW | S013030217KA1 | Consent | Live | No | TECO-0131-2022 | HTC Dunstable | Unit 39 Humphrys Road | Houghton Regis | Dunstable | Bedfordshire |  | LU5 4TP | 02/08/2022 | Used water arising from the external washing of vehicles. | Heathrow Truck Centre Limited | Spedition Park | Lakeside Industrial Estate | Colnbrook | Berkshire |  | SL3 0ED | a point after the new interceptor prior to the effluent being discharged to the public foul sewer | Humphrys Road, Dunstable | TL0286023269 | TL0289123233 | [54 empty] | 2500 | mg/l | [54 empty] | 0.5 | l/s | [48 empty] | 11 | pH | 6 | pH | [18 empty] | 1000 | mg/l | [16 empty] | 43 | °C | [8 empty] | 15 | m³/d
DUNSTABLE STW | S013030223KA1 | Consent | Live | No | TECO-0055-2023 | Central Bedfordshire Council | Thorn Turn Highways Depot | Grendall Lane | Houghton Regis | Bedfordshire |  | LU5 6GJ | 06/04/2023 | Used water, after passage via an interceptor, from (i) the external washing of vehicles only, (ii) de-watering of road sweeping waste and (iii) contaminated surface water run-off. | Milestone Infrastructure Limited | Abel Smith House | Gunnels Wood Road | Stevenage | Hertfordshire |  | SG1 2ST | the chamber marked F10 on private drainage plan, prior to discharge to the public foul sewer | Grendall Lane, Dunstable | TL0012024490 | TL0030723756 | [54 empty] | 2500 | mg/l | [54 empty] | 1.4 | l/s | [48 empty] | 11 | pH | 6 | pH | [18 empty] | 1000 | mg/l | [16 empty] | 43 | °C | [8 empty] | 4 | m³/d
DUNSTABLE STW | S013030222KA1 | Direction | Live | No | TEDI-0026-2024 | J Pao & Company Limited | Unit 33 | Humphrys Road | Dunstable | Bedfordshire |  | LU5 4TP | 18/03/2024 | Used waters arising from the irrigation water used for the hydroponic growing of beansprouts and for factory washdown. | J Pao & Company Limited | Unit 4 | 10 - 24 Standard Road | London |  |  | NW10 6EU | a point within the premises prior to the effluent being discharged to the public foul sewer | Humphrys Road, Dunstable | TL0295123370 | TL0291623392 | [54 empty] | 1000 | mg/l | [54 empty] | 10 | l/s | [48 empty] | 10 | pH | 6 | pH | [18 empty] | 1000 | mg/l | [16 empty] | 43 | °C | [8 empty] | 865 | m³/d
DUNSTABLE STW | S013030206KA1 | Direction | Live | No | TEDI-0033-2024 | Aryzta Bakeries Dunstable | Humphrys Road | Woodside Industrial Estate | Dunstable, Bedfordshire |  |  | LU5 4TP | 11/04/2025 | Used water, after passage through a grease trap, emanating from baking processes and the cleaning of associated machinery. | Aryzta Bakeries UK Limited | Honeytop House | Unit 24 Verey Road | Woodside Industrial Estate | Dunstable, Bedfordshire |  | LU5 4TT | the manhole outside the gate by the left hand side of the building as you enter the site | Humphrys Road, Dunstable | TL0284823101 | TL0281923137 | [54 empty] | 5000 | mg/l | [54 empty] | 7.2 | l/s | [36 empty] | 250 | mg/l | [10 empty] | 10 | pH | 6 | pH | [18 empty] | 1000 | mg/l | [16 empty] | 43 | °C | [8 empty] | 20 | m³/d
DUNSTABLE STW | S013030195KA1 | Direction | Live | No | TEDI-0008-2024 | Signature Flatbreads (UK) Ltd | Unit 21, Woodside Industrial Estate | Dunstable | Bedfordshire |  |  | LU5 4TT | 08/09/2025 | Used water, after passage through an interceptor, arising from the washing down of plant and equipment associated with the production of bread. | Signature Flatbreads (UK) Ltd | Unit C Chiltern Park Industrial Estate | Boscombe Road | Dunstable | Bedfordshire |  | LU5 4LT | the manhole situated in the grass verge at the front of the factory prior to discharging into the public foul sewer | Enycourt Road, Dunstable | TL0257322788 | TL0257522802 | [54 empty] | 5000 | mg/l | [54 empty] | 5 | l/s | [36 empty] | 250 | mg/l | [10 empty] | 10 | pH | 6 | pH | [18 empty] | 1000 | mg/l | [16 empty] | 43 | °C | [8 empty] | 38 | m³/d | [14 empty] | 1.5 | mg/l
DUNSTABLE STW | S013030193KA2 | Consent | Live | Yes | TECO-0055-2024 | Avica Aerospace Ducting Limited | 19 Eyncourt Road | Woodside Industrial Estate | Dunstable | Bedfordshire |  | LU5 4TS | 11/03/2024 | Used waters arising from (i) the cleaning and penetrant inspection of aerospace components, (ii) the leak testing unit (iii) from an oil/water separator, and (iv) rinse waters from the washing of lab equipment. | Avica Aerospace Ducting Limited | c/o Bracher Rawlins LLP | 16 High Holborn | London |  |  | WC1V 6BX | the cleaning tank located in the production area | Eyncourt Road, Dunstable | TL0268022790 | TL0263022850 | [48 empty] | 0.1 | mg/l |  |  |  |  | 4000 | mg/l | [54 empty] | 1.8 | l/s | [48 empty] | 10 | pH | 6 | pH | [8 empty] | 1000 | mg/l | [8 empty] | 500 | mg/l | [16 empty] | 43 | °C | [8 empty] | 1 | m³/d
DUNSTABLE STW | S013030192KA1 | Direction | Live | No | TEDI-0066-2024 | Signature Flatbreads (UK) Ltd | Unit 24, Woodside Industrial Estate | Dunstable | Bedfordshire |  |  | LU5 4TT | 08/09/2025 | Used water, after passage through an interceptor, arising from the washing down of plant and equipment associated with the production of bread. | Signature Flatbreads (UK) Ltd | Unit C Chiltern Park Industrial Estate | Boscombe Road | Dunstable | Bedfordshire |  | LU5 4LT | the manhole situated in the yard area of the factory prior to discharging into the public foul sewer | Verey Road, Dunstable | TL0254242287 | TL0254222906 | [54 empty] | 5000 | mg/l | [54 empty] | 5 | l/s | [36 empty] | 250 | mg/l | [10 empty] | 10 | pH | 6 | pH | [18 empty] | 1000 | mg/l | [16 empty] | 43 | °C | [8 empty] | 15 | m³/d | [14 empty] | 2.5 | mg/l
DUNSTABLE STW | S013030225KA1 | Consent | Live | No | TECO-0126-2025 | Houghton Regis Leisure & Community Centre | Parkside Drive | Houghton Regis | Dunstable | Bedfordshire |  | LU5 5PX | 16/07/2025 | Used water from the filter backwashing process and periodic drain-down of swimming pool contents. | Sports and Leisure Management Limited t/a Everyone Active | 2 Watling Drive | Sketchley Meadows | Hinckley |  |  | LE10 3EY | the manhole that the pool discharges into prior to the effluent entering the public foul sewer | Parkside Drive, Houghton Regis | TL0324525031 | TL0317424897 | [54 empty] | 1000 | mg/l | [10 empty] | 5 | mg/l | [42 empty] | 5 | l/s | [48 empty] | 10 | pH | 6 | pH | [18 empty] | 1000 | mg/l | [16 empty] | 43 | °C | [8 empty] | 25 | m³/d
DUXFORD STW | S01DUXFIREKA | Direction | Live | No | TEDI-0071-2024 | Imperial War Museum | Duxford Airfield | Duxford | Cambridgeshire |  |  | CB22 4QR | 06/08/2024 | Used water, after passing through an interceptor, arising from the fire fighting training area. | Imperial War Museum Trading Company Limited | Imperial War Museum | Lambeth Road | London |  |  | SE1 6HZ | the final interceptor manhole adjacent to the fire training area | Kingsway, in the former RAF Duxford Residential Area | TL4554046220 | TL4544045890 | [54 empty] | 2500 | mg/l | [54 empty] | 0.75 | l/s | [48 empty] | 10 | pH | 6 | pH | [18 empty] | 1000 | mg/l | [16 empty] | 43 | °C | [8 empty] | 6 | m³/d
EARLS COLNE STW | S01ECNCOLBKA | Direction | Live | No | TEDI-0139-2021 | Colchester Brewery Limited | The Viaduct Brewhouse | Unit 16, Wakes Hall Business Centre | Wakes Colne, Colchester |  |  | CO6 2DY | 23/09/2021 | Used water from the brewery process. | Colchester Brewery Limited | Unit 16, Wakes Hall Business Centre | Colchester Road | Wakes Colne | Colchester, Essex |  | CO6 2DY | a point after discharge from the brewery and before entry into the public foul sewer | Tyburn Hill, Wakes Colne, Colchester | TL8874028840 | TL8863028740 | [54 empty] | 13000 | mg/l | [54 empty] | 1 | l/s | [48 empty] | 10 | pH | 6 | pH | [18 empty] | 1500 | mg/l | [16 empty] | 43 | °C | [8 empty] | 5 | m³/d
EARSHAM-BUNGAY RD STW | S01EARWAVEKA1 | Direction | Live | No | TEDI-0005-2021 | Waveney Brewing Company | Queen's Head | Station Road | Earsham | Bungay | Suffolk | NR35 2TS | 12/03/2021 | Used water arising from the brewing and packaging of beers. | John & Lynda Hamps T/A Waveney Brewing Company | Queen's Head | Station Road | Earsham | Bungay | Suffolk | NR35 2TS | a point within the brewhouse prior to discharging to the public foul sewer | Station Road, Earsham, Bungay | TM3207089130 | TM3207089120 | [54 empty] | 20000 | mg/l | [16 empty] | 1 | mg/l | [36 empty] | 1 | l/s | [48 empty] | 11 | pH | 5 | pH | [18 empty] | 2000 | mg/l | [16 empty] | 43 | °C | [8 empty] | 1 | m³/d | [14 empty] | 1.5 | mg/l
EAST HARLING STW | S01EHARQSCKA0 | Consent | Live | No | TECO-0173-2024 | Aurora Eccles School | Quidenham | Norwich | Norfolk |  |  | NR16 2NZ | 15/08/2024 | Used water from the filter backwashing process and periodic drain-down of swimming pool contents. | Aurora ASD Limited | Unit 13, Twigworth Court Business Centre | Tewkesbury Road | Gloucester |  |  | GL2 9PG | a point following the filter backwash discharge | a point adjacent to Harling Road | TM0205788977 | TM0217288896 | [54 empty] | 1000 | mg/l | [10 empty] | 5 | mg/l | [42 empty] | 1 | l/s | [48 empty] | 10 | pH | 6 | pH | [18 empty] | 1000 | mg/l | [16 empty] | 43 | °C | [8 empty] | 14 | m³/d
EASTON ON THE HILL STW | S01FROMENTKA | Consent | Live | No | ACY 02 | N J Froment & Co Limited | Cliffe Road | Easton On the Hill | Stamford | Lincolnshire |  | PE9 3NP | 26/04/2013 | Wastewaters comprising of compressed air condensate. | N J Froment & Co Limited | Cliffe Road | Easton On the Hill | Stamford | Lincolnshire |  | PE9 3NP | at discharge point, prior to connection to the public foul sewer | at A43, Stamford Road, Easton on the Hill | TF0145003960 | TF0139004090 | [54 empty] | 2000 | mg/l | [54 empty] | 1 | l/s | [36 empty] | 250 | mg/l | [10 empty] | 12.5 | pH | 6 | pH | [18 empty] | 1000 | mg/l | [8 empty] | 1000 | mg/l | [6 empty] | 45 | °C | [8 empty] | 0.05 | m³/d
ELY STW | S01ACZ144JKA | Consent | Live | No | ACZ 144 | Jewson Ltd | Angel Drove | Ely |  |  |  | CB7 4GA | 06/10/2014 | Used waters after pre-treamtment from jet washing of vehicles & plants. | Jewson Limited | Saint - Gobain House | Binley Business Park | Coventry |  |  | CV3 2TT | at the Manhole after wash bay at bio chamber, prior to entry to the public foul sewer | at Manhole 0403 - A142 Angel Drove | TL5403579406 | TL5407979464 | [54 empty] | 2500 | mg/l | [54 empty] | 0.14 | l/s | [36 empty] | 250 | mg/l | [10 empty] | 11 | pH | 6 | pH | [18 empty] | 1000 | mg/l | [8 empty] | 1000 | mg/l | [6 empty] | 45 | °C | [8 empty] | 2 | m³/d
ELY STW | S01IMOCAREKA | Consent | Live | No | ACS 229 | IMO Car Wash | Angel Drove | Ely | Cambs |  |  | CB7& 4DJ | 09/04/2008 | Wastewaters from the external washing of vehicles, having passed through a suitably sized and maintained interceptor. | Anduff Car Wash Limited | 35 - 37 Amersham Hill | High Wycombe | Bucks |  |  | HP13 6NU | at apoint after the interceptor and prior to discharging to the public foul sewer | Angel Drove, Ely | TL5411079420 | TL5412079390 | [54 empty] | 2000 | mg/l | [54 empty] | 2 | l/s | [36 empty] | 250 | mg/l | [10 empty] | 10 | pH | 6 | pH | [18 empty] | 1000 | mg/l | [8 empty] | 1000 | mg/l | [6 empty] | 45 | °C | [8 empty] | 20 | m³/d
ELY STW | S01ALSPHARKA | Consent | Live | No | ACZ 349 | ALS Food and Pharmaceutical | 2 Bartholomew's Business Park | Ely |  |  |  | CB7 4ZE | 20/08/2015 | Used water from laboratory processes. | Eclipse Scientific Limited | Sands Mill | Huddersfield Road | Mirfield | West Yorkshire |  | WF14 9DQ | at the manhole on grass verge on St Thomas Place | at the manhole 9101 | TL5397679147 | TL5397479128 | [54 empty] | 1500 | mg/l | [54 empty] | 0.007 | l/s | [48 empty] | 10 | pH | 6 | pH | [18 empty] | 500 | mg/l | [16 empty] | 45 | °C | [8 empty] | 0.2 | m³/d
ELY STW | S01RMAILELKA | Consent | Live | No | ACU 88 | Royal Mail - Ely Delivery Office (1549) | Cresswell Lane | Ely | Cambs |  |  | CB7 4PF | 19/08/2009 | Wastewater from the external washing of vehicles only, having passed through a maintained interceptor. | Royal Mail Group Limited | 100 Victoria Embankment | London |  |  |  | WC4Y 0HQ | at a point prior to the public foul sewer | at Cresswell Lane, Ely | TL5464080210 | TL5467080220 | [54 empty] | 2000 | mg/l | [54 empty] | 1 | l/s | [36 empty] | 250 | mg/l | [10 empty] | 11 | pH | 6 | pH | [18 empty] | 1000 | mg/l | [8 empty] | 1000 | mg/l | [6 empty] | 45 | °C | [8 empty] | 1 | m³/d
ELY STW | S01ELYSTANKA | Direction | Live | No | ADT 231 | Standen Engineering Limited | Hereward Works | Station Road | Ely | Cambridgeshire |  | CB7 4BP | 01/01/2009 | Wastewater, following passage via an interceptor, from the external washing of vehicles only. | Standen Engineering Limited | Hereward Works | Station Road | Ely | Cambridgeshire |  | CB7 4BP | at a point prior to discharge into the public foul sewer | at Station Road | TL5429079650 | TL5427079670 | [54 empty] | 2000 | mg/l | [54 empty] | 1 | l/s | [36 empty] | 250 | mg/l | [10 empty] | 11 | pH | 6 | pH | [18 empty] | 1000 | mg/l | [8 empty] | 1000 | mg/l | [6 empty] | 45 | °C | [8 empty] | 1 | m³/d
ELY STW | S01ELYSMITKA | Direction | Live | No | ADV 156 | Johnson Cleaners UK Ltd | 4 Forehill | Ely | Cambridgeshire |  |  | CB7 4AN | 01/10/2010 | Wastewaters derived from the laundering and dry cleaning of garments. | Johnson Cleaners UK Limited | Lydia House, Puma Court | Kings Business Park | Kings Drive | Prescot | Merseyside | L34 1PJ | at a point prior to discharging to the public foul sewer | at Forehill, Ely | TL5440080300 | TL5440080300 | [54 empty] | 2000 | mg/l | [54 empty] | 1 | l/s | [36 empty] | 250 | mg/l | [10 empty] | 11 | pH | 6 | pH | [18 empty] | 500 | mg/l | [8 empty] | 1000 | mg/l | [6 empty] | 45 | °C | [8 empty] | 3 | m³/d
ELY STW | S01ELYL3 KA | Direction | Live | No | ADT 228 | The Laundrette | 30 West End | Ely | Cambridgeshire |  |  | CB6 3AY | 01/01/2009 | Wastewaters from the laundering of clothes. | The Occupier | The Launderette | 30 West End | Ely | Cambridgeshire |  | CB6 3AY | at a point prior to discharge into the public foul sewer | at West End | TL5349080270 | TL5349080280 | [54 empty] | 2000 | mg/l | [54 empty] | 0.7 | m³/hr | [36 empty] | 100 | mg/l | [10 empty] | 11 | pH | 6 | pH | [18 empty] | 500 | mg/l | [8 empty] | 1000 | mg/l | [6 empty] | 45 | °C | [8 empty] | 7 | m³/d
ELY STW | S01ELYSHEAKA2 | Direction | Live | Yes | TEDI-0094-2023 | Shearline Precision Engineering Limited | Precision House, Cambridgeshire Business Park | Angel Drove | Ely | Cambridgeshire |  | CB7 4EX | 06/09/2023 | Used rinse water from iron phosphating pre-treatment line, wet bead blasting process, floor scrubbing machine, and aqueous-washing plant. | Shearline Precision Engineering Limited | Cambridgeshire Business Park | Angel Drove | Ely | Cambridgeshire |  | CB7 4EX | the rinse tank of the phosphating plant | Angel Drove, Ely | TL5398579091 | TL5395079103 | [54 empty] | 1500 | mg/l | [54 empty] | 0.5 | l/s | [20 empty] | 500 | ng/l | [26 empty] | 10 | pH | 6 | pH | [18 empty] | 1000 | mg/l | [16 empty] | 43 | °C | [8 empty] | 10 | m³/d | [14 empty] | 1 | mg/l
ELY STW | S01ELYCLSDKA1 | Consent | Live | No | TECO-0066-2023 | Cambridge Life Sciences Limited | 14 St Thomas Place, Cambridgeshire Business Park | Ely, Cambridgeshire |  |  |  | CB7 4EX | 17/04/2023 | Used waters from the preparation and manufacture of invitro diagnostic devices and reagents. | Cambridge Life Sciences Limited | 14 St Thomas Place, Cambridgeshire Business Park | Ely, Cambridgeshire |  |  |  | CB7 4EX | the manhole about 20 yards in front of left hand side of building in grass area | the chamber to south of site prior to main Pump station | TL5399479123 | TL5401179074 | [54 empty] | 2500 | mg/l | [54 empty] | 0.3 | l/s | [48 empty] | 10 | pH | 6 | pH | [18 empty] | 1000 | mg/l | [16 empty] | 43 | °C | [8 empty] | 1 | m³/d
ELY STW | S01ELYSHEAKA1 | Direction | Live | No | TEDI-0296-2022 | Shearline XL | XL House, St Thomas Place | Cambridgeshire Business Park | Angel Drove | Ely, Cambridgeshire |  | CB7 4EX | 26/07/2023 | Used waters from component product washing plant, having passed via a strainer basket, settlement tank and an oil trap. | Shearline Precision Engineering Limited T/A Shearline XL | Precision House | Cambridgeshire Business Park | Angel Drove | Ely, Cambridgeshire |  | CB7 4EX | the discharge tank against far wall from the Vixen Aqua-wash unit, located by Rapid Mill Workshop | Manhole 0200, St Thomas Place, Cambridge Business Park | TL5409379244 | TL5405479217 | [54 empty] | 2500 | mg/l | [54 empty] | 0.5 | l/s | [48 empty] | 10 | pH | 6 | pH | [18 empty] | 1000 | mg/l | [16 empty] | 43 | °C | [8 empty] | 2 | m³/d
ELY STW | S01ATRIUMXKA2 | Consent | Live | No | TECO-0183-2023 | Atrium Fitness | 39 Newnham Street | Ely, Cambridgeshire |  |  |  | CB7 4PQ | 19/07/2023 | Used water from the filter backwashing process and periodic drain-down of swimming pool contents and used water from pool area hygiene activities. | New Fit Limited | 39 Newnham Street | Ely, Cambridgeshire |  |  |  | CB7 4PQ | the outflow of the backwash system | Newnham Street | TL5427080560 | TL5426080530 | [54 empty] | 1000 | mg/l | [10 empty] | 5 | mg/l | [42 empty] | 1.39 | l/s | [48 empty] | 10 | pH | 6 | pH | [18 empty] | 1000 | mg/l | [16 empty] | 43 | °C | [8 empty] | 5 | m³/d
ELY-NEW STW | S01ELYCARWKA | Direction | Live | No | ADX 393 | Ely Service Station | A142/A10 Witchford | Ely | Cambridgeshire |  |  | CB6 3NN | 01/03/2013 | Wastewater from an automatic vehicle wash after passing through an interceptor. | BP Shopping Express Limited | Chertsey Road | Sunbury on Thames | Middlesex |  |  | TW16 7BP | at a point of discharge to the public foul sewer | at manhole no 6401 on the roundabout connecting the A142 and A10 | TL5267079470 | TL5268079460 | [54 empty] | 2500 | mg/l | [54 empty] | 0.5 | l/s | [36 empty] | 250 | mg/l | [10 empty] | 11 | pH | 6 | pH | [18 empty] | 1000 | mg/l | [8 empty] | 1000 | mg/l | [6 empty] | 45 | °C | [8 empty] | 5 | m³/d
ELY-NEW STW | S01ELYJETWKA | Direction | Live | No | ADX 394 | Ely Service Station | A142/A10 Witchford | Ely | Cambridgeshire |  |  | CB6 3NN | 01/03/2013 | Wastewater from a jet wash after passing through an interceptor. | BP Shopping Express Limited | Chertsey Road | Sunbury on Thames | Middlesex |  |  | TW16 7BP | at a point prior to discharge to the public foul sewer | at manhole no. 6401 on the roundabout connecting the A142 and A10 | TL5260079410 | TL5268079460 | [54 empty] | 2500 | mg/l | [54 empty] | 0.5 | l/s | [36 empty] | 250 | mg/l | [10 empty] | 11 | pH | 6 | pH | [18 empty] | 1000 | mg/l | [8 empty] | 1000 | mg/l | [6 empty] | 45 | °C | [8 empty] | 5 | m³/d
ELY-NEW STW | S01ELYNHIVKA0 | Consent | Live | No | TECO-0126-2018 | The Hive Leisure Centre | 15 Ely Leisure Village | Downham Road | Ely | Cambridgeshire |  | CB6 2SH | 13/12/2018 | Used water from the filter backwashing process and periodic drain-down of swimming pool contents. | Greenwich Leisure Limited | Middlegate House | 1 Seymour Street | London |  |  | SE18 6SX | the designated sample point manhole in the plant room | Downham Road, Ely | TL5298881182 | TL5319481268 | [54 empty] | 1000 | mg/l | [10 empty] | 5 | mg/l | [42 empty] | 2 | l/s | [48 empty] | 10 | pH | 6 | pH | [18 empty] | 1000 | mg/l | [16 empty] | 45 | °C | [8 empty] | 12 | m³/d
ELY-NEW STW | S01VOLVELYKA0 | Direction | Live | No | TEDI-0191-2021 | Volvo Truck & Bus (East Anglia) | Lancaster Way Business Park | Ely | Cambridgeshire |  |  | CB6 3NX | 08/11/2021 | Used water, after passage through an interceptor, from the washing and pre-MOT inspection of buses and HGVs. | Volvo Group UK Limited | Wedgenock Lane | Warwick, Warwickshire |  |  |  | CV34 5YA | the chamber after the interceptor at the front of the premises | the front of the premises | TL5179878891 | TL5179878891 | [54 empty] | 5000 | mg/l | [16 empty] | 3 | mg/l | [36 empty] | 1 | l/s | [36 empty] | 250 | mg/l | [10 empty] | 11 | pH | 6 | pH | [18 empty] | 2000 | mg/l | [16 empty] | 43 | °C | [8 empty] | 2 | m³/d | [14 empty] | 5 | mg/l
ELY-NEW STW | S01ELYTHORKA1 | Consent | Live | No | TECO-0077-2023 | Thorlabs Limited | 204 Lancaster Way Business Park | Ely, Cambridgeshire |  |  |  | CB6 3NX | 04/07/2023 | Used water from a mechanical wash unit washing engineered parts. | Thorlabs Limited | 204 Lancaster Way Business Park | Ely, Cambridgeshire |  |  |  | CB6 3NX | the rinse tank of "mech-wash" unit | the rising main leaving the Lancaster Way Business Park at the front of the estate | TL5192078509 | TL5193378989 | [54 empty] | 1500 | mg/l | [54 empty] | 1 | l/s | [48 empty] | 10 | pH | 6 | pH | [18 empty] | 500 | mg/l | [16 empty] | 43 | °C | [8 empty] | 5 | m³/d
ELY-NEW STW | S01ELYTRUCKA1 | Consent | Live | No | TECO-0207-2025 | Truck East Limited Ely | Unit 26, Lancaster Way | Ely, Cambridgeshire |  |  |  | CB6 3NW | 13/11/2025 | Used water from washing of HGV prior to MOT inspection and external washing of vehicles after passing through a suitably sized and maintained oil interceptor. | Truck East Limited | Delaware Drive, Tongwell | Milton Keynes |  |  |  | MK15 8HB | the wet well of the private pump station by the wash bay | Witchford Road rising main | TL5123178455 | TL5173679031 | [54 empty] | 2500 | mg/l | [54 empty] | 1 | l/s | [48 empty] | 10 | pH | 6 | pH | [18 empty] | 1000 | mg/l | [16 empty] | 43 | °C | [8 empty] | 1 | m³/d | [14 empty] | 5 | mg/l
EMPINGHAM STW | S01BARNSDLKA | Consent | Live | No | ACR 282 | Barnsdale Hall Hotel | Oakham Road | Exton | Oakham |  |  | LE15 8AX | 04/05/2007 | Wastewater from the backwashing of swimming pool filters and periodic drain-down of pool contents. | Barnsdale Management Company Limited | Charnwood House | Gregory Boulevard | Nottingham |  |  | NG7 6NX | at a point prior to discharge into the public foul sewer | at a point by Rutland Water, Oakham | SK9038009190 | SK9038009190 | [54 empty] | 500 | mg/l | [54 empty] | 7 | m³/hr | [36 empty] | 100 | mg/l | [10 empty] | 10 | pH | 6 | pH | [18 empty] | 500 | mg/l | [8 empty] | 1000 | mg/l | [6 empty] | 45 | °C | [8 empty] | 14 | m³/d
EYE-HOXNE RD STW | S01EYEBROWKA2 | Consent | Live | No | ACS 38 | Brown & May Limited | Progress Way | Mid Suffolk Business Park | Langton Green | Eye | Suffolk | IP23 7HU | 25/09/2007 | Wastewater from the internal and external washing of fish delivery vehicles. | Brown & May Limited | Progress Way | Mid Suffolk Business Park | Langton Green | Eye | Suffolk | IP23 7HU | at a point in front of the office on the premises | at Progress Way | TL1380075300 | TL1380075300 | [54 empty] | 2000 | mg/l | [16 empty] | 1 | mg/l | [36 empty] | 1 | l/s | [36 empty] | 250 | mg/l | [10 empty] | 11 | pH | 6 | pH | [18 empty] | 1000 | mg/l | [8 empty] | 1000 | mg/l | [6 empty] | 45 | °C | [8 empty] | 2 | m³/d | [14 empty] | 5 | mg/l
EYE-HOXNE RD STW | S01EYEMRCTKA0 | Direction | Live | No | ADW 340 | Moores Refrigeration Container Transport | Potash Lane | Mid Suffolk Business Park | Eye | Suffolk |  | IP23 7HE | 01/03/2012 | Wastewaters arising from (i) the external steam cleaning of vehicles, and (ii) the occassional internal cleansing of refridgerated containers | Moores Refrigeration Container Transport Limited | Potash Lane | Mid Suffolk Business Park | Eye | Suffolk |  | IP23 7HE | at a point after the interceptor before discharge to the foul sewer | at the Eye Airfield Industrial Estate Pumping Station, via private sewers | TM1348075390 | TM1375075060 | [54 empty] | 2500 | mg/l | [54 empty] | 0.25 | l/s | [36 empty] | 250 | mg/l | [10 empty] | 11 | pH | 6 | pH | [18 empty] | 1000 | mg/l | [8 empty] | 1000 | mg/l | [6 empty] | 45 | °C | [8 empty] | 4 | m³/d
EYE-HOXNE RD STW | S01EYEHERBKA1 | Direction | Live | No | TEDI-0111-2021 | Camstar Ingredients Ltd | Progress Way | Mid Suffolk Business Park | Eye |  |  | IP23 7HU | 12/07/2021 | Used water from vessel and floor rinsing after manufacture of vegetable based pastes. | Camstar Ingredients Limited | Chestnuts Farm | Langton Green | Eye;Suffolk |  |  | IP23 7HL | a point within the premises and prior to discharge into the public foul sewer | Progress Way, Mid Suffolk Business Park, Eye | TM1379675103 | TM1374775124 | [54 empty] | 2500 | mg/l | [54 empty] | 1 | l/s | [48 empty] | 10 | pH | 6 | pH | [18 empty] | 1000 | mg/l | [16 empty] | 43 | °C | [8 empty] | 0.5 | m³/d
EYE-HOXNE RD STW | S01SUFFSOVKA1 | Direction | Live | No | TEDI-0106-2023 | Shazan Foods Limited | Magdalen Street | Eye | Suffolk |  |  | IP23 7AJ | 16/10/2023 | Pre-treated used water arising from the slaughtering, cutting and packaging of poultry. | Shazan Foods Limited | Colmore Court | 9 Colmore Row | Birmingham | West Midlands |  | B3 2BJ | the discharge weir from the DAF Plant, prior to discharging to the public foul sewer | the rear of 27 Magdalen Street, Eye, Suffolk | TM1421273779 | TM1430873730 | [24 empty] | 60 | mg/l | [28 empty] | 1000 | mg/l | [54 empty] | 22 | l/s | [48 empty] | 10 | pH | 6 | pH | [18 empty] | 200 | mg/l | [16 empty] | 43 | °C | [8 empty] | 1200 | m³/d
EYE-HOXNE RD STW | S01EYEBREWKA1 | Consent | Live | No | TECO-0217-2023 | Bruha Brewing | Unit 4 Progress Way | Mid Suffolk Business Park | Eye | Suffolk |  | IP23 7HU | 02/10/2023 | Used water arising from the brewing and packaging of beer. | Station 119 Limited T/A Bruha Brewing | Unit 4 Progress Way | Mid Suffolk Business Park | Eye | Suffolk |  | IP23 7HU | the manhole/sump immediately adjacent to the external North East wall of Unit 4 | the car park of Unit 4, adjacent to Progress Way | TM1376075268 | TM1375075268 | [54 empty] | 12000 | mg/l | [54 empty] | 2 | l/s | [48 empty] | 10 | pH | 6 | pH | [18 empty] | 1000 | mg/l | [16 empty] | 43 | °C | [8 empty] | 5 | m³/d
EYE-HOXNE RD STW | S01EYELAMBKA2 | Direction | Live | No | TEDI-0106-2025 | C & K Meats Limited | Potash Lane | Mid Suffolk Business Park | Eye | Suffolk |  | IP23 7HE | 06/10/2025 | Used waters after treatment arising from (i) the operation of a slaughterhouse, (ii) the disinfection of the lairage and vehicles, (iii) hygiene wash down, and (iv) cutting, further processing and packaging of meats. | C & K Meats Limited | Oak House Heyford Close | Aldermans Green Industrial Estate | Coventry |  |  | CV2 2QB | the sample tap located on the outlet pipe from the DAF effluent treatment plant | Progress Way, Eye | TM1359975332 | TM1362975224 | [24 empty] | 100 | mg/l | [28 empty] | 1500 | mg/l |  |  |  |  | 2000 | mg/l |  |  | 400 | kg/d | [44 empty] | 4 | l/s | [36 empty] | 250 | mg/l | [10 empty] | 10 | pH | 6 | pH | [18 empty] | 500 | mg/l | [16 empty] | 43 | °C | [8 empty] | 180 | m³/d
EYE-HOXNE RD STW | S01EYEBROWKA1 | Direction | Live | No | TEDI-0118-2025 | B & M Seafoods Limited | Progress Way | Mid Suffolk Business Park | Langton Green | Eye | Suffolk | IP23 7HU | 04/12/2025 | Used water from the washing of machinery and utensils used in fish preparation processes. | B & M Seafoods Limited | Progress Way | Mid Suffolk Business Park | Langton Green | Eye | Suffolk | IP23 7HU | the point within the fish preparation area, prior to discharging to the foul sewer | Progress Way, Eye | TM1372375212 | TM1370775223 | [54 empty] | 2000 | mg/l | [54 empty] | 1 | l/s | [36 empty] | 250 | mg/l | [10 empty] | 10 | pH | 6 | pH | [18 empty] | 2000 | mg/l | [8 empty] | 1000 | mg/l | [6 empty] | 43 | °C | [8 empty] | 1 | m³/d
EYE-HOXNE RD STW | S01EYELANGKA1 | Direction | Live | No | TEDI-0147-2025 | Langtons Limited | Progress Way | Mid Suffolk Business Park | Langton Green, Eye, Suffolk |  |  | IP23 7HU | 14/11/2025 | Used water from the cleaning of food processing machinery and the food production area only. | Langtons Limited | Progress Way | Mid Suffolk Business Park | Langton Green, Eye, Suffolk |  |  | IP23 7HU | the discharge point from the fat stripper situated at the rear of the premises, prior to discharge into the public foul sewer | Progress Way, Eye | TM1372275194 | TM1367075227 | [54 empty] | 5500 | mg/l | [54 empty] | 1 | l/s | [36 empty] | 250 | mg/l | [10 empty] | 10 | pH | 6 | pH | [18 empty] | 2000 | mg/l | [16 empty] | 43 | °C | [8 empty] | 2 | m³/d
EYE-HOXNE RD STW | S01SLMSWIMKA1 | Consent | Live | No | TECO-0033-2026 | Stradbroke Swimming and Fitness | Wilby road | Stradbroke | Suffolk |  |  | IP21 5JN | 02/03/2026 | Used water from the filter backwashing process and periodic drain-down of swimming pool contents. | Sports and Leisure Management Limited | 2 Watling Drive | Sketchley Meadows | Hinckley |  |  | LE10 3EY | the plantroom on the backwash pipework from the filters | Wilby road, near to the junction to Farriers close | TM2295373654 | TM2306573704 | [54 empty] | 1000 | mg/l | [10 empty] | 5 | mg/l | [42 empty] | 5 | l/s | [48 empty] | 10 | pH | 6 | pH | [18 empty] | 1000 | mg/l | [16 empty] | 43 | °C | [8 empty] | 10 | m³/d
FAKENHAM STW (OLD AND NEW) | S01VIPDALYKA0 | Consent | Live | No | ACZ 58 | VIP Bin Cleaning (Breckland) | Bridge House | Bridge Close | Fakenham | Norfolk |  | NR21 8QA | 19/06/2014 | Screened used water arising from the cleaning of wheelie bins, using a high pressure wash system. | Daly Cleaning Limited - T/A VIP Bin Cleaning (Breckland) | The Beeches | Bridge Close | Fakenham | Norfolk |  | NR21 8QA | at private manhole within curtliage of Bridge House | at manhole No. 1705, Claypit Lane, Fakenham | TF9218030740 | TF9216030710 | [54 empty] | 2000 | mg/l | [54 empty] | 0.5 | l/s | [36 empty] | 250 | mg/l | [10 empty] | 10 | pH | 6 | pH | [18 empty] | 1000 | mg/l | [8 empty] | 1000 | mg/l | [6 empty] | 45 | °C | [8 empty] | 0.25 | m³/d
FAKENHAM STW (OLD AND NEW) | S01FAKPOLIKA0 | Consent | Live | No | ACZ 709 | Fakenham Police Station | 30 Norwich Road | Fakenham |  |  |  | NR21 8BB | 17/07/2017 | Used water from external vehicle washing. | Norfolk Constabulary | Jubilee House | Falconers Chase | Wymondham | Norfolk |  | NR18 0WW | at a point on the premises | at Barons Close | TF9241329656 | TF9244029535 | [54 empty] | 2500 | mg/l | [54 empty] | 0.5 | l/s | [48 empty] | 11 | pH | 6 | pH | [18 empty] | 1000 | mg/l | [16 empty] | 45 | °C | [8 empty] | 1 | m³/d
FAKENHAM STW (OLD AND NEW) | S01SAFEW40KA | Direction | Live | No | ADU 371 | Wm. Morrison Supermarket PLC | Clipbush Lane | Fakenham | Norfolk |  |  | NR21 8SW | 01/01/2010 | Wastewater from external washing of vehicles only, after passage through a 3 stage interceptor. | Wm. Morrison Supermarkets PLC | Hilmore House | Gain Lane | Bradford | West Yorkshire |  | BD3 7DL | at a point after the interceptor prior to discharging to the public foul sewer | at manhole 4702 off Clipbush Lane, Fakenham | TF9434030750 | TF9343030750 | [54 empty] | 2000 | mg/l | [54 empty] | 1 | l/s | [36 empty] | 250 | mg/l | [10 empty] | 11 | pH | 6 | pH | [18 empty] | 1000 | mg/l | [8 empty] | 1000 | mg/l | [6 empty] | 45 | °C | [8 empty] | 6 | m³/d
FAKENHAM STW (OLD AND NEW) | S01BUSSEYSKA | Direction | Live | No | ADV 255 | Bussey & Sabberton Bros. Limited | Enterprise Way | Fakenham | Norfolk |  |  | NR21 8SN | 01/01/2011 | Wastewater, after passage via a three-stage interceptor, from the external jet washing of vehicles. | Bussey & Sabberton Bros. Limited | 95 Whiffler Road | Norwich | Norfolk |  |  | NR3 2EU | at a point after the interceptor prior to discharge into the public foul sewer | at manhole No. 3403 in Enterprise Way, Fakenham | TF9330030400 | TF9333030460 | [54 empty] | 2500 | mg/l | [54 empty] | 0.5 | m³/hr | [36 empty] | 250 | mg/l | [10 empty] | 11 | pH | 6 | pH | [18 empty] | 1000 | mg/l | [8 empty] | 1000 | mg/l | [6 empty] | 45 | °C | [8 empty] | 1 | m³/d
FAKENHAM STW (OLD AND NEW) | S01JEWFAKEKA0 | Consent | Live | No | ACZ 172 | Jewson Ltd | Dereham Road | Hempton | Fakenham |  |  | NR21 7JX | 25/11/2014 | Used waters after passage via an interecptor, arising from the external washing of vehicles & plant hire equipment. | Jewson Limited | Saint-Gobain House | Binley Business Park | Coventry |  |  | CV3 2TT | at a point prior to discharge into the public foul sewer | at a point between manholes 6202 & 7201, in Dereham Road, Fakenham | TF9156529307 | TF9169329250 | [54 empty] | 2500 | mg/l | [54 empty] | 1.5 | l/s | [48 empty] | 11 | pH | 6 | pH | [18 empty] | 1000 | mg/l | [8 empty] | 1000 | mg/l | [6 empty] | 45 | °C | [8 empty] | 2 | m³/d
FAKENHAM STW (OLD AND NEW) | S01COOKESFKA | Direction | Live | No | ADX 455 | Cookes of Fakenham | Norwich Road | Fakenham | Norfolk |  |  | NR21 8SL | 01/03/2013 | Wastewaters, after passing through petrol/oil interceptors, from vehicle wash-down. | Vindis Developments Limited | Vindis House, Washingley Road | Huntingdon | Cambridgeshire |  |  | PE29 6WP | at a point prior to discharge into the public foul sewer | at Enterprise Way | TF9321030450 | TF9327030440 | [54 empty] | 2500 | mg/l | [54 empty] | 1 | m³/hr | [36 empty] | 250 | mg/l | [10 empty] | 11 | pH | 6 | pH | [18 empty] | 1000 | mg/l | [8 empty] | 1000 | mg/l | [6 empty] | 45 | °C | [8 empty] | 1 | m³/d
FAKENHAM STW (OLD AND NEW) | S01KINUTWRKA0 | Direction | Live | No | TEDI-0096-2021 | Kinnerton Confectionery | Units 1 & 2 | Oxborough Lane | Fakenham | Norfolk |  | NR21 8AF | 06/07/2021 | Used water from washing of equipment and utensils, used in the confectionery manufacturing process. | Kinnerton (Confectionery) Co. Ltd | Units 1 & 2 | Oxborough Lane | Fakenham | Norfolk |  | NR21 8AF | a manhole in nutside cloakroom | a point between manhole 2401 and 2502, adjacent to Oxborough Lane, Fakenham | TF9227329410 | TF9228029492 | [54 empty] | 5000 | mg/l | [54 empty] | 1 | l/s | [36 empty] | 250 | mg/l | [10 empty] | 10 | pH | 6 | pH | [18 empty] | 1500 | mg/l | [16 empty] | 43 | °C | [8 empty] | 0.1 | m³/d
FAKENHAM STW (OLD AND NEW) | S01KINMWRMKA0 | Direction | Live | No | TEDI-0097-2021 | Kinnerton Confectionery | Units 1 & 2 | Oxborough Lane | Fakenham | Norfolk |  | NR21 8AF | 06/07/2021 | Used water, after passage through a fat trap, from washing of equipment and utensils used in the confectionery manufacturing process. | Kinnerton (Confectionery) Co. Ltd | Units 1 & 2 | Oxborough Lane | Fakenham | Norfolk |  | NR21 8AF | a manhole in nutside cloakroom | a point between manholes 2401 and 2502, adjacent to Oxborough Lane, Fakenham | TF9226629497 | TF9228029492 | [54 empty] | 5000 | mg/l | [54 empty] | 1 | l/s | [36 empty] | 250 | mg/l | [10 empty] | 10 | pH | 6 | pH | [18 empty] | 1500 | mg/l | [16 empty] | 43 | °C | [8 empty] | 3 | m³/d
FAKENHAM STW (OLD AND NEW) | S01KINMWSHKA0 | Direction | Live | No | TEDI-0098-2021 | Kinnerton Confectionery | Units 1 & 2 | Oxborough Lane | Fakenham | Norfolk |  | NR21 8AF | 06/07/2021 | Used water, after passage through fat trap, from washing of equipment and utensils used in the confectionery manufacturing process. | Kinnerton (Confectionery) Co. Limited | Units 1 & 2 | Oxborough Lane | Fakenham | Norfolk |  | NR21 8AF | the outlet pipe adjacent to mouldwash machine | a point between manholes 2401 and 2502, adjacent to Oxborough Lane, Fakenham | TF9225129398 | TF9228029492 | [54 empty] | 5000 | mg/l | [54 empty] | 1 | l/s | [36 empty] | 250 | mg/l | [10 empty] | 10 | pH | 6 | pH | [18 empty] | 1000 | mg/l | [16 empty] | 43 | °C | [8 empty] | 13 | m³/d
FAKENHAM STW (OLD AND NEW) | S01KINUTTWKA0 | Direction | Live | No | TEDI-0099-2021 | Kinnerton Confectionery | Units 1 & 2 | Oxborough Lane | Fakenham | Norfolk |  | NR21 8AF | 06/07/2021 | Used water from washing of equipment and utensils used in the confectionery manufacturing process. | Kinnerton (Confectionery) Co. Limited | Units 1 & 2 | Oxborough Lane | Fakenham | Norfolk |  | NR21 8AF | the sampling tray under nut tray wash | at manholes 2401 and 2502, adjacent to Oxborough Lane, Fakenham | TF9226929404 | TF9228029492 | [54 empty] | 5000 | mg/l | [54 empty] | 1 | l/s | [36 empty] | 250 | mg/l | [10 empty] | 10 | pH | 6 | pH | [18 empty] | 1000 | mg/l | [16 empty] | 43 | °C | [8 empty] | 10 | m³/d
FAKENHAM STW (OLD AND NEW) | S01FAKPMCHKA0 | Direction | Live | No | TEDI-0310-2021 | Ploeger UK Ltd | Holt Road | Fakenham | Norfolk |  |  | NR21 8JH | 17/02/2022 | Used water from phosphating and degreasing of steel parts. | Ploeger UK Ltd | C/O PMC Harvesters Limited, PMC | Holt Road | Fakenham | Norfolk |  | NR21 8JH | a point on the premises, prior to discharge to the public foul sewer | Holt Road, Fakenham | TF9309730401 | TF9290230424 | [54 empty] | 1000 | mg/l | [54 empty] | 0.3 | l/s | [48 empty] | 10 | pH | 6 | pH | [8 empty] | 300 | mg/l | [8 empty] | 500 | mg/l | [16 empty] | 43 | °C | [8 empty] | 5 | m³/d
FAKENHAM STW (OLD AND NEW) | S01FAKMALTKA0 | Consent | Live | No | TECO-0096-2023 | Morris & Alexander Limited | 1 Wymans Way, Fakenham Industrial Estate | Fakenham | Norfolk |  |  | NR21 8NT | 06/06/2023 | Used water from degreasing of steel products, for surface preparation prior to powder coating. | Morris & Alexander Limited | 1 Wymans Way, Fakenham Industrial Estate | Fakenham | Norfolk |  |  | NR21 8NT | the exit pipe from the surface treatment preparation machine | Wymans Way | TF9313730022 | TF9318330032 | [54 empty] | 500 | mg/l | [54 empty] | 0.5 | l/s | [48 empty] | 10 | pH | 6 | pH | [18 empty] | 500 | mg/l | [16 empty] | 43 | °C | [8 empty] | 0.6 | m³/d
FAKENHAM STW (OLD AND NEW) | S01BANHAMPKA1 | Direction | Live | No | TEDI-0061-2024 | Banham Poultry (2018) Ltd | Unit 2 (The New Hatchery) | The Drift | Fakenham | Norfolk |  | NR21 8EF | 19/08/2024 | Used waters, after passage via 2mm screens, from the washing of floors, walls and equipment used in the hatching of chickens. | Banham Poultry (2018) Ltd | 2nd Floor, Colmore Court | 9 Colmore Row | Birmingham | England |  | B3 2BJ | the manhole in the middle of the entrance drive to the visitor car park adjacent to the electricity transfer house | manhole No.7901 in The Drift, Fakenham | TF9274030110 | TF9273030060 | [54 empty] | 3000 | mg/l | [16 empty] | 1 | mg/l | [36 empty] | 2 | l/s | [36 empty] | 250 | mg/l | [10 empty] | 10 | pH | 6 | pH | [8 empty] | 15.5 | mg/l | [8 empty] | 1500 | mg/l | [16 empty] | 43 | °C | [8 empty] | 35 | m³/d | [14 empty] | 4 | mg/l
FAKENHAM STW (OLD AND NEW) | S01BANHAMPKA2 | Direction | Live | No | TEDI-0062-2024 | Banham Poultry (2018) Ltd | Unit 1 (Old Hatchery) | The Drift | Fakenham | Norfolk |  | NR21 8EF | 19/08/2024 | Used waters, after passage via 2mm screens, from the washing of floors, walls and equipment used in the hatching of chickens. | Banham Poultry (2018) Ltd | 2nd Floor, Colmore Court | 9 Colmore Row | Birmingham | England |  | B3 2BJ | the manhole inside the factory at a point located in the factory entrance corridor | manhole No. 7901 in The Drift, Fakenham | TF9276030070 | TF9273030060 | [54 empty] | 3000 | mg/l | [16 empty] | 2 | mg/l | [36 empty] | 2 | l/s | [36 empty] | 250 | mg/l | [10 empty] | 10 | pH | 6 | pH | [8 empty] | 23 | mg/l | [8 empty] | 1500 | mg/l | [16 empty] | 43 | °C | [8 empty] | 25 | m³/d | [14 empty] | 5 | mg/l
FAKENHAM STW (OLD AND NEW) | S01BANHAMPKA0 | Direction | Live | No | TEDI-0063-2024 | Banham Poultry (2018) Ltd | Unit 2 (The New Hatchery) | The Drift | Fakenham | Norfolk |  | NR21 8EF | 19/08/2024 | Used waters, after passage through a settlement/pumping chamber, arising from the external washing of vehicles used for transportation of eggs and chicks. | Banham Poultry (2018) Ltd | 2nd Floor, Colmore Court | 9 Colmore Row | Birmingham | England |  | B3 2BJ | the manhole at the entrance to the visitors car park, adjacent to electricity transfer house, prior to discharge to the public foul sewer | The Drift, Fakenham | TF9274030110 | TF9272030060 | [54 empty] | 2500 | mg/l | [54 empty] | 2 | l/s | [48 empty] | 11 | pH | 6 | pH | [18 empty] | 1000 | mg/l | [16 empty] | 43 | °C | [8 empty] | 4 | m³/d
FAKENHAM STW (OLD AND NEW) | S01FAKELDYKA1 | Direction | Live | No | TEDI-0122-2024 | Elis UK Limited | Holt Road | Fakenham | Norfolk |  |  | NR21 8BP | 23/10/2024 | Used waters from the laundering of clothing, linen, other articles and the steam cleaning of laundry cages. | Elis UK Limited | First Floor, Chineham Gate, Crockford Lane | Chineham | Basingstoke |  |  | RG24 8NA | the outside manhole far right of the high care building adjacent to the fire exit steps | a point between manholes 4904 and 3801 in Holt Road, Fakenham | TF9236029800 | TF9235029840 | [54 empty] | 3500 | mg/l | [54 empty] | 6 | l/s | [48 empty] | 11 | pH | 6 | pH | [8 empty] | 20 | mg/l | [8 empty] | 1000 | mg/l | [16 empty] | 43 | °C | [8 empty] | 140 | m³/d | [14 empty] | 2 | mg/l
FAKENHAM STW (OLD AND NEW) | S01FAKELDYKA2 | Direction | Live | No | TEDI-0123-2024 | Elis UK Limited | Holt Road | Fakenham | Norfolk |  |  | NR21 8BP | 23/10/2024 | Used water from the regeneration of bore water softeners and both oil and gas boiler blowdowns. | Elis UK Limited | First Floor, Chineham Gate, Crockford Lane | Chineham | Basingstoke |  |  | RG24 8NA | the labelled manhole cover in the tarmac surface opposite the gas boiler house | a point between manholes 4802 and 4801 in Westmead Road, Fakenham | TF9244229823 | TF9244029820 | [54 empty] | 2000 | mg/l | [54 empty] | 3 | l/s | [48 empty] | 10 | pH | 6 | pH | [8 empty] | 70 | mg/l | [8 empty] | 1000 | mg/l | [16 empty] | 43 | °C | [8 empty] | 45 | m³/d
FAKENHAM STW (OLD AND NEW) | S01FAKELDYKA3 | Direction | Live | No | TEDI-0124-2024 | Elis UK Limited | Holt Road | Fakenham | Norfolk |  |  | NR21 8BP | 23/10/2024 | Used water, after passage via a single stage interceptor, from the external washing of vehicles only. | Elis UK Limited | First Floor, Chineham Gate, Crockford Lane | Chineham | Basingstoke |  |  | RG24 8NA | the manhole adjacent to the interceptor in the gravel car park at the rear of the premises | a point between manholes 3602 and 4701 in Norwich Road, Fakenham | TF9240029750 | TF9241029700 | [54 empty] | 2500 | mg/l | [54 empty] | 1 | l/s | [48 empty] | 11 | pH | 6 | pH | [18 empty] | 1000 | mg/l | [16 empty] | 43 | °C | [8 empty] | 0.5 | m³/d
FAKENHAM STW (OLD AND NEW) | S01FAKHBANKA0 | Consent | Live | No | TECO-0197-2024 | H. Banham Limited | 4a Raynham Road | Hempton | Fakenham | Norfolk |  | NR21 7LN | 08/10/2024 | Used water, after passage via an interceptor, from 1) the external washing of bulker vehicles 2) Washing of the bulker internal area for purposes of contamination control and hygiene requirements. | H. Banham Limited | 4a Raynham Road | Hempton | Fakenham | Norfolk |  | NR21 7LN | a point following the grit trap | Raynham Road | TF9111129155 | TF9116829136 | [54 empty] | 2500 | mg/l | [54 empty] | 1 | l/s | [48 empty] | 11 | pH | 6 | pH | [18 empty] | 1000 | mg/l | [16 empty] | 43 | °C | [8 empty] | 0.25 | m³/d
FAKENHAM STW (OLD AND NEW) | S01FAKELDYKA | Direction | Live | No | TEDI-0126-2024 | Elis UK Limited | Holt Road | Fakenham | Norfolk |  |  | NR21 8BP | 23/10/2024 | Used water from the laundering of clothing, linen and other articles. | Elis UK Limited | First Floor, Chineham Gate, Crockford Lane | Chineham | Basingstoke |  |  | RG24 8NA | the manhole inside the factory in the low care rental packing area | Holt Road, Fakenham | TF9238029860 | TF9237029870 | [54 empty] | 3500 | mg/l | [16 empty] | 1 | mg/l | [36 empty] | 5 | l/s | [48 empty] | 11 | pH | 6 | pH | [8 empty] | 10 | mg/l | [8 empty] | 1000 | mg/l | [16 empty] | 43 | °C | [8 empty] | 245 | m³/d | [14 empty] | 3 | mg/l
FAKENHAM STW (OLD AND NEW) | S01FAKHAINKA0 | Consent | Live | No | TECO-0047-2025 | Hain Celestial UK Limited | Holt Road | Fakenham | Norfolk |  |  | NR21 8EH | 31/03/2025 | Used waters arising from (i) the washdown of food manufacture process plant, (ii) from the backwash of water softeners; following treatment via a DAF unit. | Hain Celestial UK Limited | Templar House, 4225 Park Approach | Thorpe Park | Leeds | West Yorkshire |  | LS15 8GB | a point following the DAF treatment process and settlement tank | a point between manholes 7001 and 7203 in The Drift | TF9276130208 | TF9273230186 | [54 empty] | 3000 | mg/l | [54 empty] | 5 | l/s | [36 empty] | 250 | mg/l | [10 empty] | 10 | pH | 6 | pH | [18 empty] | 1000 | mg/l | [10 empty] | 1 | mg/l |  |  |  |  | 43 | °C | [8 empty] | 400 | m³/d
FELIXSTOWE STW | S01FELVOLVKA0 | Consent | Live | No | ACZ 478 | Volvo Truck & Bus - Felixstowe | Byron Avenue | Felixstowe | Suffolk |  |  | IP11 3HZ | 13/04/2016 | Used water from the external washing of vehicles. | Volvo Group UK Limited | Wedgnock Lane | Warwick |  |  |  | CV34 5YA | at a point after the wash bay interceptor | at Anzani House Pumping Station, (via a private sewer network) | TM2791434129 | TM2790033900 | [54 empty] | 2500 | mg/l | [54 empty] | 1.6 | l/s | [48 empty] | 11 | pH | 6 | pH | [18 empty] | 1000 | mg/l | [16 empty] | 45 | °C | [8 empty] | 1 | m³/d
FELIXSTOWE STW | S01FELWEDCKA1 | Consent | Live | No | ACS 217 | West End Dry Cleaners UK Limited | 10-12 Undercliff Road West | Felixstowe | Suffolk |  |  | IP11 2AW | 11/03/2008 | Wastewater from launderette, softener regeneration and cooling water from dry cleaning machine. | West End Dry Cleaners UK Limited | 9-10 Byford Court | Crockatt Road | Hadleigh | Ipswich | Suffolk | IP7 6RD | at a point free from domestic sewage at the rear of the premises | at the rear of the property | TM2968034100 | TM2972034100 | [54 empty] | 2000 | mg/l | [54 empty] | 1 | l/s | [36 empty] | 100 | mg/l | [10 empty] | 11 | pH | 6 | pH | [18 empty] | 500 | mg/l | [8 empty] | 1000 | mg/l | [6 empty] | 45 | °C | [8 empty] | 5 | m³/d
FELIXSTOWE STW | S01FELSTEVKA1 | Consent | Live | No | ACU 103 | Steveclean | Unit 1 Walton Avenue | Felixstowe | Suffolk |  |  | IP11 3HH | 26/08/2009 | Wastewater from the external washing of vehicles only, having passed through a well maintained interceptor. | Mr Steven Gorham - T/A Steveclean | Unit 1 Walton Avenue | Felixstowe | Suffolk |  |  | IP11 3HH | at a point within the premises prior to discharging to the public foul sewer | at Walton Avenue, Felixstowe | TM2904033540 | TM2908033580 | [54 empty] | 2000 | mg/l | [54 empty] | 1 | l/s | [36 empty] | 250 | mg/l | [10 empty] | 11 | pH | 6 | pH | [18 empty] | 1000 | mg/l | [8 empty] | 1000 | mg/l | [6 empty] | 45 | °C | [8 empty] | 1 | m³/d
FELIXSTOWE STW | S01FELGRENKA1 | Consent | Live | No | ACS 33 | Green Cleen (Suffolk Coastal) Limited | 24 Stour Avenue | Felixstowe | Suffolk |  |  | IP11 2NR | 13/07/2007 | Screened wastewaters from the cleaning of wheelie bins by a high pressure wash. | Green Cleen (Suffolk Coastal) Limited | 24 Stour Avenue | Felixstowe | Suffolk |  |  | IP11 2NR | at the foul manhole cover within the premises | at Stour Avenue | TM2933034430 | TM2933034430 | [54 empty] | 2000 | mg/l | [54 empty] | 3 | l/s | [36 empty] | 100 | mg/l | [10 empty] | 11 | pH | 6 | pH | [18 empty] | 500 | mg/l | [8 empty] | 1000 | mg/l | [6 empty] | 45 | °C | [8 empty] | 0.5 | m³/d
FELIXSTOWE STW | S01FELTRUCKA1 | Direction | Live | No | ADZ 677 | Truckeast Limited | 6 Hodgkinson Road | Felixstowe | Suffolk |  |  | IP11 3QT | 01/09/2016 | Used water arising from the steam cleaning of heavy goods vehicles for MOT Inspection purposes. | Truckeast Limited | Violet Hill Road | Stowmarket | Suffolk |  |  | IP14 1NN | at a point after the intereceptor prior to discharging to the foul sewer | at Fagbury Road Pumping Station Felixstowe | TM2814134453 | TM2768134293 | [54 empty] | 4000 | mg/l | [16 empty] | 3 | mg/l | [36 empty] | 2 | l/s | [48 empty] | 10 | pH | 6 | pH | [18 empty] | 1000 | mg/l | [16 empty] | 45 | °C | [8 empty] | 3 | m³/d | [14 empty] | 5 | mg/l
FELIXSTOWE STW | S01FELPRIMKA1 | Direction | Live | No | ADU 260 | Motor Fuels Limited | Felixstowe Filling Station | Dock Service Area | Anzani Avenue | Felixstowe Dock | Felixstowe, Suffolk | IP11 8HU | 01/12/2009 | Wastewater from Car and Lorry wash only. | Motor Fuels Limited | 11 Metro Trading Centre | Second Way | Wembley | Middlesex |  | HA9 0YJ | at a point after the interceptor | at Fagbury Road Pumping Station, Felixstowe | TM2798034490 | TM2767034290 | [54 empty] | 2000 | mg/l | [54 empty] | 2.5 | m³/hr | [36 empty] | 250 | mg/l | [10 empty] | 11 | pH | 6 | pH | [18 empty] | 1000 | mg/l | [8 empty] | 1000 | mg/l | [6 empty] | 45 | °C | [8 empty] | 20 | m³/d
FELIXSTOWE STW | S01FELHANBKA1 | Direction | Live | No | ADU 271 | Wincanton Group Limited | Walton Avenue | Felixstowe | Suffolk |  |  | IP11 3AG | 01/12/2009 | Wastewaters arising from the external washing of trucks | Wincanton Group Limited | Methuen house | Chippenham | Wiltshire |  |  | SN14 0WT | at a point in the washbay after thesettlement facility | Fagbury Road Pumping Station, Felixstowe | TM2829034050 | TM2879033780 | [54 empty] | 2000 | mg/l | [12 empty] | 5 | mg/l |  |  | 3 | mg/l | [36 empty] | 1 | l/s | [10 empty] | 3 | mg/l | [24 empty] | 250 | mg/l | [10 empty] | 11 | pH | 6 | pH | [18 empty] | 1000 | mg/l | [8 empty] | 1000 | mg/l | [6 empty] | 45 | °C | [8 empty] | 10 | m³/d | [14 empty] | 5 | mg/l
FELIXSTOWE STW | S01FELGOLDKA1 | Direction | Live | No | ADZ 596 | Macintyre Transport Ltd | Hodgkinson Road | Felixstowe |  |  |  | IP11 3QT | 01/06/2016 | Used water from the external washing of vehicles only. | Macintyre Transport Limited | 1 Fordham Road | Newmarket | Suffolk |  |  | CB8 7NR | at a point after the interceptor. | at Fagbury Road Pumping Station, Felixstowe | TM2809034370 | TM2768034290 | [54 empty] | 2500 | mg/l | [54 empty] | 1 | l/s | [48 empty] | 11 | pH | 6 | pH | [18 empty] | 1000 | mg/l | [16 empty] | 45 | °C | [8 empty] | 10 | m³/d
FELIXSTOWE STW | S01FELMRBEKA1 | Consent | Live | No | ACZ 624 | Mr Bees | Unit D | Searsons Farm | Cordys Lane, | Trimely St Mary | Suffolk | IP11 0UD | 19/12/2016 | Used water from the cleaning of brewing equipment, vessels and casks. | Mr Tim Berni - T/A Mr Bees | 21 Canvendish Road | Felixstowe | Suffolk |  |  | IP11 2AR | at a point after settlement, and prior to discharge to the public foul sewer | at 47 Cordy's Lane, adjacent to the track | TM2774335600 | TM2788935784 | [54 empty] | 10000 | mg/l | [54 empty] | 4.4 | l/s | [48 empty] | 10 | pH | 6 | pH | [18 empty] | 2000 | mg/l | [8 empty] | 1000 | mg/l | [6 empty] | 45 | °C | [8 empty] | 1 | m³/d
FELIXSTOWE STW | S01FELPOSHKA1 | Direction | Live | No | ADX 557 | Posh Car Wash | Langer Road | Felixstowe | Suffolk |  |  | IP11 2BS | 01/06/2013 | Wastewater from the external washing of vehicles, after passage via an interceptor. | Hawar Star Ahmed - T/A Posh Car Wash | 1A Cumberland Street | Ipswich | Suffolk |  |  | IP4 3PA | at a point after the interceptor, prior to discharge to the public foul sewer. | at Langer Road, Felixstowe | TM2957034030 | TM2958033980 | [54 empty] | 2500 | mg/l | [54 empty] | 1 | l/s | [36 empty] | 250 | mg/l | [10 empty] | 11 | pH | 6 | pH | [18 empty] | 1000 | mg/l | [8 empty] | 1000 | mg/l | [6 empty] | 45 | °C | [8 empty] | 6 | m³/d
FELIXSTOWE STW | S01MAYTAGLKA0 | Direction | Live | No | ADU 269 | U Wash Launderette | 21B Constable Road | Felixstowe | Suffolk |  |  | IP11 7HN | 01/12/2009 | Wastewater from the laundering of clothes only. | Mr John Brian & Mrs Leonora Stainthorpe | 91 Prince of Wales Drive | Ipswich | Suffolk |  |  | IP2 9BP | at a point within the premises, prior to the public foul sewer | at Gainsborough Road, Felixstowe | TM3069034890 | TM3072034910 | [54 empty] | 2000 | mg/l | [54 empty] | 1 | m³/hr | [36 empty] | 100 | mg/l | [10 empty] | 11 | pH | 6 | pH | [18 empty] | 500 | mg/l | [8 empty] | 1000 | mg/l | [6 empty] | 45 | °C | [8 empty] | 8 | m³/d
FELIXSTOWE STW | S01FELPORTKA1 | Direction | Live | No | ADU 68 | Felixstowe Port Container Services Ltd | 86 Park | Stonegrove Road | The Dock | Felixstowe | Suffolk | IP11 3SU | 01/08/2009 | Wastewaters arising from the steam cleaning of containers | Felixstowe Port Container Services Limited | Tomline House | The Dock | Felixstowe | Suffolk |  | IP11 8SY | at a point prior to discharging to the public foul sewer | at a point adjacent to Felixstowe Sewage Treatment Works | TM2904033330 | TM2904033380 | [54 empty] | 2000 | mg/l | [54 empty] | 1 | m³/hr | [36 empty] | 250 | mg/l | [10 empty] | 11 | pH | 6 | pH | [18 empty] | 1000 | mg/l | [8 empty] | 1000 | mg/l | [6 empty] | 45 | °C | [8 empty] | 10 | m³/d
FELIXSTOWE STW | S01SOLARFXKA1 | Direction | Live | No | ADU 64 | Petrol Filling Station | 7 High Road West | Felixstowe | Suffolk |  |  | IP11 9JD | 01/08/2009 | Wastewater, after passage via an interceptor, from the external washing of vehicles only. | East of England Co-operative Society Ltd | Wherstead Park | Wherstead | Ipswich | Suffolk |  | IP9 2BJ | at a point after the interceptor and prior to discharge into the public foul sewer | at High Road West, Felixstowe | TM3032035180 | TM3038035210 | [54 empty] | 2000 | mg/l | [54 empty] | 3 | m³/hr | [36 empty] | 250 | mg/l | [10 empty] | 11 | pH | 6 | pH | [18 empty] | 1000 | mg/l | [8 empty] | 1000 | mg/l | [6 empty] | 45 | °C | [8 empty] | 10 | m³/d
FELIXSTOWE STW | S01FELACSXKA1 | Direction | Live | No | ADZ 624 | Goldstar Transport Ltd | Plot D, Fagbury Road | Felixstowe | Suffolk |  |  | IP11 4HQ | 01/06/2016 | Used water from external vehicle washing. | Goldstar Transport Limited | Parker Avenue | Felixstowe | Suffolk |  |  | IP11 4HF | at a point prior to discharge into the public foul sewer | at Fagbury Road pumping station | TM2768134292 | TM2777434295 | [54 empty] | 2500 | mg/l | [54 empty] | 1 | l/s | [48 empty] | 11 | pH | 6 | pH | [18 empty] | 1000 | mg/l | [16 empty] | 45 | °C | [8 empty] | 5 | m³/d
FELIXSTOWE STW | S01FELSOCLKA2 | Direction | Live | No | ADV 35 | Maritime Transport Limited | 2 Nicholas Road | Felixstowe | Suffolk |  |  | IP11 4AS | 01/08/2010 | Wastewater, after passage via an interceptor, from the external washing of vehicles only. | Maritime Transport Limited | Maritime House | Haven Exchange | Felixstowe | Suffolk |  | IP11 2QE | at a point after the interceptor and prior to discharge into the public foul sewer | at Anzani Avenue pumping station | TM2803435093 | TM2805134689 | [54 empty] | 2000 | mg/l | [54 empty] | 1 | m³/hr | [36 empty] | 250 | mg/l | [10 empty] | 11 | pH | 6 | pH | [18 empty] | 1000 | mg/l | [8 empty] | 1000 | mg/l | [6 empty] | 45 | °C | [8 empty] | 7 | m³/d
FELIXSTOWE STW | S01FELSOCLKA1 | Direction | Live | No | ADV 34 | Maritime Transport Limited | Container Park | Blofield Road | Felixstowe Dock | Felixstowe | Suffolk | IP11 4AT | 01/07/2010 | Wastewater comprising overflow from recycled container wash system and potentially contaminated storm flows from within the wash area. | Maritime Transport Limited | Maritime House | Haven Exchange | Felixstowe | Suffolk |  | IP11 2QE | at a point prior to discharge into the public foul sewer | at Anzani Avenue pumping station | TL2680034900 | TL2680034900 | [54 empty] | 2000 | mg/l | [54 empty] | 1 | m³/hr | [36 empty] | 250 | mg/l | [10 empty] | 10 | pH | 6 | pH | [18 empty] | 1000 | mg/l | [8 empty] | 1000 | mg/l | [6 empty] | 45 | °C | [8 empty] | 13 | m³/d
FELIXSTOWE STW | S01FELLEISKA1 | Direction | Live | No | ADU 63 | Felixstowe Leisure Centre | Undercliff Road West | Felixstowe | Suffolk |  |  | IP11 2AE | 01/08/2009 | Wastewater comprising swimming pool filter backwash waters and periodic drain-down of swimming pool contents. | D C Leisure Management Limited | Otium House | 2 Freemantle Road | Bagshot | Surrey |  | GU19 5LL | at a point prior to discharge into the public foul sewer | at Undercliffe Road West | TM2970033800 | TM2970033800 | [54 empty] | 500 | mg/l | [54 empty] | 20 | l/s | [36 empty] | 100 | mg/l | [10 empty] | 10 | pH | 6 | pH | [18 empty] | 500 | mg/l | [8 empty] | 1000 | mg/l | [6 empty] | 45 | °C | [8 empty] | 35 | m³/d
FELIXSTOWE STW | S01SAFEFELKA1 | Direction | Live | No | ADU 38 | Petrol Filling Station | Grange Farm Avenue | Cavendish Park Estate | Felixstowe | Suffolk |  | IP11 8XD | 01/08/2009 | Wastewater, after passage via an interceptor, from the external washing of vehicles only. | Wm Morrison Supermarkets PLC | Hilmore House | Gain Lane | Bradford | West Yorkshire |  | BD3 7DL | at a point after passing through the interceptor | at Grange Farm Road | TM2860034800 | TM2860034800 | [54 empty] | 2000 | mg/l | [54 empty] | 2 | m³/hr | [36 empty] | 250 | mg/l | [10 empty] | 11 | pH | 6 | pH | [18 empty] | 1000 | mg/l | [8 empty] | 1000 | mg/l | [6 empty] | 45 | °C | [8 empty] | 15 | m³/d
FELIXSTOWE STW | S01FELPOOLKA1 | Consent | Live | No | TECO-0075-2018 | Colneis Junior School | Colneis Road | Felixstowe | Suffolk |  |  | IP11 9HH | 03/09/2018 | Used water from the filter backwashing process and periodic drain-down of swimming pool contents. | Suffolk County Council | Endeavour House | 8 Russel Road | Ipswich | Suffolk |  | IP1 2BX | a point after the filtration system and prior to discharge to the public foul sewer | Sunray Avenue, Felixstowe | TM3090835674 | TM3094635603 | [54 empty] | 1000 | mg/l | [10 empty] | 5 | mg/l | [42 empty] | 9.2 | l/s | [48 empty] | 10 | pH | 6 | pH | [18 empty] | 1000 | mg/l | [16 empty] | 45 | °C | [8 empty] | 6 | m³/d
FELIXSTOWE STW | S01FELSEARKA1 | Direction | Live | No | ADZ 598 | DRS Logistics Limited | Plot 3, Hodgkinson Road | Felixstowe | Suffolk |  |  | IP11 3QT | 01/06/2016 | Used waters from livery washing of vehicles. | DRS Logistics Limited | Plot 3, Hodgkinson Road | Felixstowe | Suffolk |  |  | IP11 3QT | at a point on the premises | at Fagbury Road pumping station, via a private network. | TM2811334413 | TM2768034290 | [54 empty] | 2500 | mg/l | [54 empty] | 0.3 | l/s | [48 empty] | 11 | pH | 6 | pH | [18 empty] | 1000 | mg/l | [16 empty] | 45 | °C | [8 empty] | 2 | m³/d
FELIXSTOWE STW | S01FELCOGTKA1 | Consent | Live | No | TECO-0209-2021 | Cogent Technology Ltd | Landguard Point Enterprise Centre | Langer Road | Felixstowe | Suffolk |  | IP11 2ER | 13/12/2021 | Used waters from cleaning of flux filters and carriers within the process. | Cogent Technology Ltd | Landguard Point Enterprise Centre | Langer Road | Felixstowe | Suffolk |  | IP11 2ER | a point after the rinse off sink and prior to discharge to the public foul sewer | Langer Road, Felixstowe | TM2897533054 | TM2913533075 | [54 empty] | 10000 | mg/l | [54 empty] | 1 | l/s | [48 empty] | 10 | pH | 6 | pH | [18 empty] | 500 | mg/l | [16 empty] | 43 | °C | [8 empty] | 0.01 | m³/d
FELIXSTOWE STW | S01FELSPRTKA1 | Direction | Live | No | TEDI-0255-2021 | SPR Trailer Services Limited | 5 Walton Avenue | Felixstowe | Suffolk |  |  | IP11 3HH | 01/04/2022 | Used water from the external washing of vehicles and containers, and the internal cleaning of containers only after the removal of any bulk spillages, after passage through a 3-stage interceptor. | SPR Trailer Services Limited | 5 Walton Avenue | Felixstowe | Suffolk |  |  | IP11 3HH | a point after the above ground interceptor and prior to the public foul sewer | Walton Avenue, Felixstowe | TM2907733533 | TM2908033580 | [54 empty] | 2500 | mg/l | [54 empty] | 1 | l/s | [36 empty] | 250 | mg/l | [10 empty] | 11 | pH | 6 | pH | [18 empty] | 1000 | mg/l | [16 empty] | 43 | °C | [8 empty] | 2 | m³/d | [14 empty] | 5 | mg/l
FELIXSTOWE STW | S01FELTANKKA0 | Direction | Live | Yes | TEDI-0077-2022 | Tankclean | Acton House | Cock Road | Felixstowe | Suffolk |  | IP11 3SH | 01/06/2022 | Used water from the internal and external washing of road tankers and tank container cleaning after the removal of all bulk residues/product, and external vehicle washing. | P.D.R. Limited T/A Tankclean | 1203 Hedon Road | Kingston-upon-Hull | East Yorkshire |  |  | HU9 5LY | the V notch weir of the final separation tank (‘open topped interceptor’) | the inlet of Felixstowe water recycling centre | TM2850033400 | TM2891533249 | [54 empty] | 10000 | mg/l | [54 empty] | 2.8 | l/s | [20 empty] | 2.5 | µg/l | [14 empty] | 250 | mg/l | [10 empty] | 11 | pH | 6 | pH | [18 empty] | 1000 | mg/l | [16 empty] | 43 | °C | [8 empty] | 65 | m³/d | [14 empty] | 2 | mg/l
FELIXSTOWE STW | S01FELFDRCKA2 | Consent | Live | No | TECO-0224-2022 | The Felixstowe Dock and Railway Company | Orwell Workshops | Trinity Terminal | The Dock | Felixstowe | Suffolk | IP11 3SY | 12/12/2022 | Used water arising from the cleaning of plant, vehicles and equipment including fifth wheel cleaning. All effluent to pass through a silt trap and three stage interceptor prior to entry into the sewer. | The Felixstowe Dock and Railway Company T/A The Port of Felixstowe | Tomline House | The Dock | Felixstowe | Suffolk |  | IP11 3SY | the sample point tap located after the multi-stage above ground interceptors | the Anzani House pumping station | TM2652534805 | TM2807834667 | [54 empty] | 2500 | mg/l | [16 empty] | 2 | mg/l | [36 empty] | 0.2 | l/s | [10 empty] | 1.5 | mg/l | [24 empty] | 250 | mg/l | [10 empty] | 10 | pH | 6 | pH | [18 empty] | 1000 | mg/l | [16 empty] | 43 | °C | [8 empty] | 10 | m³/d | [14 empty] | 5 | mg/l
FELIXSTOWE STW | S01FELTIPXKA0 | Consent | Live | No | TECO-0297-2023 | TIP Trailer Services UK Ltd | Parker Avenue | The Dock | Felixstowe | Suffolk |  | IP11 9JQ | 13/12/2023 | Used water, after passage through an interceptor, from the external washing of vehicles and trailers including pre-MOT inspection. | TIP Trailer Services UK Ltd | 3rd Floor | 1 Ashley Road | Altrincham | Cheshire |  | WA14 2DT | a point after the interceptor and prior to connection to the public foul sewer | Anzani House pumping station | TM2801034710 | TM2807034660 | [54 empty] | 4000 | mg/l | [54 empty] | 0.2 | l/s | [36 empty] | 250 | mg/l | [10 empty] | 10 | pH | 6 | pH | [18 empty] | 1000 | mg/l | [16 empty] | 43 | °C | [8 empty] | 4.5 | m³/d | [14 empty] | 5 | mg/l
FISHTOFT STW | S0143 KA | Direction | Live | No | TEDI-0067-2022 | Peter John Stevens | Butcher | Church Road | Frieston | Boston | Lincolnshire | PE22 0LE | 22/11/2022 | Used waters from the slaughtering of animals and the preparation of meat products for human consumption. | Peter John Stevens | Butcher | Church Road | Frieston | Boston | Lincolnshire | PE22 0LE | a point prior to discharging to the public foul sewer | Church Road, Freiston | TF3770043800 | TF3770043800 | [54 empty] | 2500 | mg/l | [54 empty] | 1 | l/s | [36 empty] | 250 | mg/l | [10 empty] | 10 | pH | 6 | pH | [18 empty] | 1000 | mg/l | [8 empty] | 1000 | mg/l | [6 empty] | 43 | °C | [8 empty] | 5 | m³/d
FISKERTON STW | S01ACO156PKA | Direction | Live | No | TEDI-0286-2022 | Primetake Limited | Reepham Road | Fiskerton, Lincoln | Lincolnshire |  |  | LN3 4EZ | 30/01/2023 | Used water from the following processes, having passed through a sand filter: i) Washing from the range, ii) CS gas neutralisation, iii) Pyrotechnic manufacturing bay, iv) Inert training spays, v) Compressor water. | Primetake Limited | Reepham Road | Fiskerton, Lincoln | Lincolnshire |  |  | LN3 4EZ | the discharge from the sand filter at the rear of the building | Chapel Road, Fiskerton | TF0462872497 | TF0468072169 | [54 empty] | 2000 | mg/l | [54 empty] | 1 | l/s | [36 empty] | 250 | mg/l | [10 empty] | 10 | pH | 6 | pH | [18 empty] | 1000 | mg/l | [8 empty] | 1000 | mg/l | [6 empty] | 43 | °C | [8 empty] | 1 | m³/d
FLITWICK STW | S01GRANTPAKA | Consent | Live | No | ACX 203 | Grant Palmer Limited | Unit 2c, West House | Flitwick Industrial Estate | Commerce Way | Flitwick, Beds |  | MK45 5BP | 14/02/2013 | Wastewater arising from washing of vehicles only. | Grant Palmer Limited | 59 Union Street | Dunstable | Bedfordshire |  |  | LU6 1EX | at the discharge point within the wash bay, prior to discharging to the public foul sewer | at Commerce Way, Flitwick | TL0408035730 | TL0410035690 | [54 empty] | 2500 | mg/l | [54 empty] | 1.4 | l/s | [36 empty] | 250 | mg/l | [10 empty] | 11 | pH | 6 | pH | [18 empty] | 1000 | mg/l | [8 empty] | 1000 | mg/l | [6 empty] | 45 | °C | [8 empty] | 2.5 | m³/d
FLITWICK STW | S012016120KA1 | Consent | Live | No | ACZ 182 | Jewson Ltd | Maulden Road Industrial Estate | Maulden Road | Flitwick |  |  | MK45 5BT | 22/12/2014 | Used water from the external washing of vehicles. | Jewson Limited | Saint-Gobain House | Binley Business Park | Coventry |  |  | CV3 2TT | at the discharge pipe from the wash area, prior to entry to the public foul sewer | at Maulden Road | TL0407935370 | TL0411335370 | [54 empty] | 2500 | mg/l | [54 empty] | 0.2 | l/s | [48 empty] | 11 | pH | 6 | pH | [18 empty] | 1000 | mg/l | [8 empty] | 1000 | mg/l | [6 empty] | 45 | °C | [8 empty] | 2 | m³/d
FLITWICK STW | S012016116KA1 | Direction | Live | No | ADW 91 | Massmould Limited | Maulden Road, Flitwick | Bedfordshire |  |  |  | MK45 5BZ | 01/01/2012 | Wastewater discharged from re-circulating adiabatic (trickle curtain) cooling system (pre-softened) associated with injection moulding. | Massmould Limited | Maulden Road, Flitwick | Bedfordshire |  |  |  | MK45 5BZ | at the sump at the end of the cooling process prior to connection to the public foul sewer. | at Maulden Road, Flitwick | TL0415035450 | TL0416035620 | [54 empty] | 2000 | mg/l | [54 empty] | 1 | l/s | [36 empty] | 250 | mg/l | [10 empty] | 10 | pH | 6 | pH | [18 empty] | 1000 | mg/l | [8 empty] | 1000 | mg/l | [6 empty] | 45 | °C | [8 empty] | 2 | m³/d
FLITWICK STW | S012016113KA1 | Direction | Live | No | ADZ 619 | Aggreko UK Limited | Enterprise Way | Maulden Road Industrial Estate | Flitwick | Bedfordshire |  | MK45 5JR | 01/06/2016 | Used waters from the washing of plant hire equipment. | Aggreko UK Limited | Overburn Avenue | Dumbarton | Dumbartonshire |  |  | G82 2RL | at a point prior to entry to the public foul sewer | at Enterprise Way, Flitwick | TL0406635412 | TL0406635412 | [54 empty] | 2500 | mg/l | [54 empty] | 1 | l/s | [48 empty] | 11 | pH | 6 | pH | [18 empty] | 1000 | mg/l | [16 empty] | 45 | °C | [8 empty] | 1 | m³/d
FLITWICK STW | S012016202KA1 | Direction | Live | No | ADZ 975 | Leonard Ames (Ampthill) Limited | Doolittle Mill Farm | Steppingley Road | Ampthill |  |  | MK45 2NX | 18/05/2017 | Used waters generated during the slaughter & processing of poultry only. | Leonard Ames (Ampthill) Limited | Doolittle Mill | Ampthill | Bedford |  |  | MK45 2NX | at the discharge from the pump chamber, prior to entry to the public foul sewer | at Steppingley Road, Ampthill | TL0263035620 | TL0266036230 | [54 empty] | 3000 | mg/l |  |  |  |  | 7000 | mg/l | [48 empty] | 5.5 | l/s | [36 empty] | 500 | mg/l | [10 empty] | 10 | pH | 6 | pH | [8 empty] | 50 | mg/l | [8 empty] | 1500 | mg/l | [16 empty] | 45 | °C | [8 empty] | 175 | m³/d
FLITWICK STW | S012016115KA1 | Direction | Live | No | ADX 233 | Eversholt Swimming Pool | Church Road | Eversholt | Bedfordshire |  |  | MK17 9DT | 01/12/2012 | Wastewater from the filter backwashing process and periodic drain-down of swimming pool contents. | Eversholt Swimming Pool Charity | Rush Hill | Tyrells End | Eversholt | Bedfordshire |  | MK17 9DS | at a point prior to discharge into the public foul sewer | at Church End, Eversholt | SP9816032660 | SP9819032710 | [54 empty] | 1000 | mg/l | [10 empty] | 5 | mg/l | [42 empty] | 1 | m³/hr | [36 empty] | 250 | mg/l | [10 empty] | 10 | pH | 6 | pH | [18 empty] | 1000 | mg/l | [8 empty] | 1000 | mg/l | [6 empty] | 45 | °C | [8 empty] | 1 | m³/d
FLITWICK STW | S012016112KA1 | Direction | Live | No | TEDI-0317-2021 | Saint-Gobain Weber | Dickens House | Maulden Road | Flitwick |  |  | MK45 5BY | 03/05/2022 | Used water arising from laboratory activities and the processing and manufacturing associated with building products. | Saint-Gobain Construction Products UK Limited | Saint-Gobain House East Leake | Loughborough | Leicestershire |  |  | LE12 6JU | the effluent pit prior to discharge to the public foul sewer | Maulden Road, Flitwick | TL0397035360 | TL0390035600 | [54 empty] | 2000 | mg/l | [54 empty] | 1 | l/s | [36 empty] | 250 | mg/l | [10 empty] | 10 | pH | 6 | pH | [18 empty] | 1000 | mg/l | [16 empty] | 43 | °C | [8 empty] | 10 | m³/d
FLITWICK STW | S012016207KA1 | Consent | Live | No | TECO-0161-2023 | Flitwick Leisure Centre | Steppingly Road | Flitwick | Bedfordshire |  |  | MK45 1TH | 19/07/2023 | Used water from the filter backwashing process and periodic drain-down of swimming pool contents. | Sports and Leisure Management Ltd T/A Everyone Active | 2 Watling Drive | Sketchley Meadows | Hinckley, Leicestershire | England |  | LE10 3EY | a point after the filtration system | the north east of the site - manhole 5608 | TL0252035634 | TL0247935649 | [54 empty] | 1000 | mg/l | [10 empty] | 5 | mg/l | [42 empty] | 20 | l/s | [48 empty] | 10 | pH | 6 | pH | [18 empty] | 1000 | mg/l | [16 empty] | 43 | °C | [8 empty] | 20 | m³/d
FLITWICK STW | S012016208KA1 | Consent | Live | No | TECO-0173-2025 | CNDG Car Wash Limited | Hand Car Wash | Tesco Store | Coniston Road | Flitwick | Bedfordshire | MK45 1LX | 06/10/2025 | Used water, after passage via an interceptor, from the external washing of vehicles only. | CNDG Car Wash Limited | 1 Dunstable Close | Flitwick | Bedford |  |  | MK45 1JN | the manhole after the interceptor prior to the effluent entering the public foul sewer | Coniston Road, Flitwick | TL0329234916 | TL0326934909 | [54 empty] | 2500 | mg/l | [54 empty] | 0.5 | l/s | [48 empty] | 11 | pH | 6 | pH | [18 empty] | 1000 | mg/l | [16 empty] | 43 | °C | [8 empty] | 5 | m³/d
FORDHAM STW | S01BURYENTKA2 | Consent | Live | No | ACZ 576 | Enterprise Rent-A-Car | Prospect Row | Bury St Edmunds | Suffolk |  |  | IP33 3DG | 05/10/2016 | Used water from vehicle washing. | Enterprise Rent-A-Car UK Limited | c/o Steve Young | Enterprise House | Vicarage Road | Egham | Surrey | TW20 9FB | at the inspection chamber, after grit trap in yard | at Kings Road, Bury St Edmunds | TL8503964219 | TL8504664181 | [54 empty] | 2500 | mg/l | [54 empty] | 0.3 | l/s | [48 empty] | 11 | pH | 6 | pH | [18 empty] | 1000 | mg/l | [16 empty] | 45 | °C | [8 empty] | 4 | m³/d
FORDHAM STW | S01DENGOLFKA1 | Consent | Live | No | ACY 232 | Ryston Park Golf Club | Ely Road | Denver | Downham Market | Norfolk |  | PE38 0HH | 03/04/2014 | Used waters arising from the washing of plant & vehicles, after passing through a grit retention device. | Ryston Park Golf Club | Ely Road | Denver | Downham Market | Norfolk |  | PE38 0HH | at the inspection chamber after grit trap adjacent to plant washdown area | at manhole 5101 in Whin Common Road, Denver | TL6183301317 | TL6154701150 | [54 empty] | 2500 | mg/l | [54 empty] | 0.03 | l/s | [36 empty] | 250 | mg/l | [10 empty] | 11 | pH | 6 | pH | [18 empty] | 1000 | mg/l | [8 empty] | 1000 | mg/l | [6 empty] | 45 | °C | [8 empty] | 2 | m³/d
FORNCETT-FORNCETT END STW | S01BUNCHICKA0 | Direction | Live | No | TEDI-0087-2021 | A D Harvey | 81-87 Beech Farm | The Street, Bunwell | Norfolk |  |  | NR16 1AB | 03/06/2021 | Used water arising from (i) a chicken abattoir, (ii) washing of vehicles, and (iii) potentially contaminated surface water, after treatment with dissolved air filtration. | Timothy G F Harvey, Thomas G F Harvey & Adam D Harvey | T/A A D Harvey | 81-87 Beech Farm | The Street, Bunwell | Norfolk |  | NR16 1AB | a point from sample flume adjacent to final discharge tank, prior to discharge to foul sewer | The Street, Bunwell via Anglianwater pumping station | TM1185039880 | TM1184693823 | [24 empty] | 130 | mg/l | [28 empty] | 1750 | mg/l | [54 empty] | 1.1 | l/s | [48 empty] | 10 | pH | 6 | pH | [18 empty] | 1000 | mg/l | [16 empty] | 43 | °C | [8 empty] | 90 | m³/d
FORNHAM ALL SAINTS STW | S01BURYSPEKA1 | Consent | Live | No | ACW 133 | Speedy Asset Services Ltd | Unit 18 Bunting Road | Moreton Hall Estate | Bury St Edmunds | Suffolk |  | IP32 7BX | 29/12/2011 | Wastewaters arising from the external washing of vehicles and plant | Speedy Asset Services Limited | Chase House | 16 The Parks | Newton Le Willows | Merseyside |  | WA12 0JQ | at the outlet from the inspection chamber after interceptor gully and prior to discharging to the public foul sewer. | at Bunting Road, Bury St Edmunds | TL8768063880 | TL8767063900 | [54 empty] | 2500 | mg/l | [54 empty] | 0.5 | l/s | [36 empty] | 250 | mg/l | [10 empty] | 11 | pH | 6 | pH | [18 empty] | 1000 | mg/l | [8 empty] | 1000 | mg/l | [6 empty] | 45 | °C | [8 empty] | 1 | m³/d
FORNHAM ALL SAINTS STW | S01BURYROYKA1 | Consent | Live | No | ACV 144 | Royal Mail Group Limited | Bury St Edmunds Delivery Office (1612) | Skyliner Way | Bury St Edmunds | Suffolk |  | IP32 7YY | 04/10/2010 | Wastewaters arising from the external washing of vehicles, after passing through an interceptor | Royal Mail Group Limited | 100 Victoria Embankment | London |  |  |  | EC4 Y0HQ | at a point after the interceptor and prior to discharging to the public foul sewer | at Kempson Way, Bury St Edmunds | TL8811063990 | TL8777064100 | [54 empty] | 2500 | mg/l | [54 empty] | 0.75 | m³/hr | [36 empty] | 250 | mg/l | [10 empty] | 11 | pH | 6 | pH | [18 empty] | 1000 | mg/l | [8 empty] | 1000 | mg/l | [6 empty] | 45 | °C | [8 empty] | 6 | m³/d
FORNHAM ALL SAINTS STW | S01BURYAUDKA1 | Consent | Live | No | ACZ 20 | Bury St. Edmunds Audi | Skyliner Way | Bury St. Edmunds | Suffolk |  |  | IP32 7YB | 12/05/2014 | Used water from the external washing of vehicles only. | Marriott Motor Group Ltd T/A Bury St. Edmunds Audi | Wolsey House | Sproughton Road | Ipswich | Suffolk |  | IP1 5AN | at the manhole after the interceptor | at manhole No. 3000 in the road outside the premises | TL8825464006 | TL8832564020 | [54 empty] | 2500 | mg/l | [54 empty] | 0.03 | l/s | [36 empty] | 250 | mg/l | [10 empty] | 11 | pH | 6 | pH | [18 empty] | 1000 | mg/l | [8 empty] | 1000 | mg/l | [6 empty] | 45 | °C | [8 empty] | 5 | m³/d
FORNHAM ALL SAINTS STW | S01BURYWSHKA2 | Consent | Live | No | ACZ 148 | West Suffolk NHS Trust | West Suffolk Hospital | Hardwick Lane | Bury St Edmunds |  |  | IP33 2QZ | 28/10/2014 | Used waters arising from the regeneration of a Reverse Osmosis treatment plant. | West Suffolk NHS Trust | West Suffolk Hospital | Hardwick Lane | Bury St Edmunds |  |  | IP33 2QZ | at the out flow from RO in renal unit | at manhole 9006, Vinery Road | TL8514362614 | TL8500063010 | [54 empty] | 2000 | mg/l | [54 empty] | 0.5 | l/s | [48 empty] | 10 | pH | 6 | pH | [18 empty] | 1000 | mg/l | [8 empty] | 1000 | mg/l | [6 empty] | 45 | °C | [8 empty] | 10 | m³/d
FORNHAM ALL SAINTS STW | S01BURYJEWKA1 | Consent | Live | No | ACZ 141 | Jewson Ltd | Cratfield Road | Moreton Hall Industrial Estate | Bury St Edmunds |  |  | IP32 7DF | 22/01/2015 | Water used to jet wash plant & equipment. | Jewson Limited | Saint-Gobain House | Binley Business Park | Coventry |  |  | CV3 2TT | at inspection chamer after interceptor at rear of the site | at manhole 4502 at rear of the premises | TL8751063520 | TL8749063520 | [54 empty] | 2500 | mg/l | [54 empty] | 0.3 | l/s | [48 empty] | 10 | pH | 6 | pH | [18 empty] | 1000 | mg/l | [8 empty] | 1000 | mg/l | [6 empty] | 45 | °C | [8 empty] | 2 | m³/d
FORNHAM ALL SAINTS STW | S01BURYTURKA | Direction | Live | No | ADT 479 | Turners Hyundai - Bury St Edmunds | Mildenhall Road | Bury St Edmunds | Suffolk |  |  | IP32 6EN | 01/07/2009 | Wastewaters arising from the external washing of vehicles after passage through an interceptor | Turners (Ipswich) Limited | 18 Langston Place | Hatter Street | Bury St Edmunds | Suffolk |  | IP33 1NE | at a point after the interceptor and prior to discharging to the public foul sewer | at Manhole 8301, Mildenhall Road, Bury St Edmunds | TL8486066400 | TL8481066360 | [54 empty] | 2000 | mg/l | [54 empty] | 0.25 | m³/hr | [36 empty] | 250 | mg/l | [10 empty] | 10 | pH | 6 | pH | [18 empty] | 1000 | mg/l | [8 empty] | 1000 | mg/l | [6 empty] | 45 | °C | [8 empty] | 2 | m³/d
FORNHAM ALL SAINTS STW | S01BURYDC1KA | Direction | Live | No | ADV 78 | Johnsons Cleaners UK Limited | 31 Buttermarket | Bury St Edmunds | Suffolk |  |  | IP33 1DW | 01/09/2010 | Cooling waters and wastewater arising from laundering processes | Johnsons Cleaners UK Limited | Lydia House, Puma Court | Kings Business Park, Kings Drive | Prescot | Lancashire Merseyide |  | L34 1PJ | at a point prior to discharging to the public foul sewer | at Skinner Street, Bury St Edmunds | TL8525064790 | TL8525064790 | [54 empty] | 4000 | mg/l | [54 empty] | 2 | m³/hr | [36 empty] | 250 | mg/l | [10 empty] | 11 | pH | 6 | pH | [18 empty] | 1000 | mg/l | [8 empty] | 1000 | mg/l | [6 empty] | 45 | °C | [8 empty] | 10 | m³/d
FORNHAM ALL SAINTS STW | S01BURYTESKA | Direction | Live | No | ADV 70 | Tesco Stores Ltd | St. Saviours Interchange | Bury St.Edmunds | Suffolk |  |  | IP32 7IF | 01/09/2010 | Wastewater from automatic car wash only. | Tesco PLC | Tesco House | Delamare Road | Cheshunt | Hertfordshire |  | EN8 9SL | at the discharge point from the last chamber of the interceptor, prior to discharging to the public foul sewer | at Fornham Road, Bury St Edmunds | TL8530065200 | TL8537065240 | [54 empty] | 2500 | mg/l | [54 empty] | 1 | m³/hr | [36 empty] | 250 | mg/l | [10 empty] | 11 | pH | 6 | pH | [18 empty] | 1000 | mg/l | [8 empty] | 1000 | mg/l | [6 empty] | 45 | °C | [8 empty] | 5 | m³/d
FORNHAM ALL SAINTS STW | S01BURYDESKA1 | Consent | Live | No | ACV 189 | Desira Motor Company | Western Way | Bury St Edmunds | Suffolk |  |  | IP33 3SP | 30/12/2010 | Wastewaters arising from the external jet washing of vehicles only | Desira Group PLC | Victoria Road | Diss | Norfolk |  |  | IP22 4GS | at the discharge from the jet wash pad interceptor, prior to discharge into the public foul sewer | at Western Way, Bury St Edmunds | TL8395064950 | TL8394064970 | [54 empty] | 2500 | mg/l | [54 empty] | 0.1 | l/s | [36 empty] | 250 | mg/l | [10 empty] | 11 | pH | 6 | pH | [18 empty] | 1000 | mg/l | [8 empty] | 1000 | mg/l | [6 empty] | 45 | °C | [8 empty] | 5 | m³/d
FORNHAM ALL SAINTS STW | S01BURYWSHKA1 | Consent | Live | No | ACZ 147 | West Suffolk NHS Trust | West Suffolk Hospital | Hardwick Lane | Bury St Edmunds |  |  | IP33 2QZ | 28/10/2014 | Used waters arising from the regeneration of a Reverse Osmosis treatment plant. | West Suffolk NHS Trust | West Suffolk Hospital | Hardwick Lane | Bury St Edmunds |  |  | IP33 2QZ | at the outflow from RO in endoscopy unit | at manhole 9006, Vinery Road | TL8504362728 | TL8500063010 | [54 empty] | 2000 | mg/l | [54 empty] | 0.5 | l/s | [48 empty] | 10 | pH | 6 | pH | [18 empty] | 1000 | mg/l | [8 empty] | 1000 | mg/l | [6 empty] | 45 | °C | [8 empty] | 10 | m³/d
FORNHAM ALL SAINTS STW | S01BURYDALKA2 | Direction | Live | No | ADV 104 | ABN Limited | 71 - 72 Eastern Way | Bury St Edmunds | Suffolk |  |  | IP32 7AB | 01/09/2010 | Wastewaters comprising of contaminated rainwater, boiler blowdown, vehicle jet wash & from the washing down of animal feed equipment | ABN Limited | 86 Birchdene Drive | Thamesmead | London |  |  | SE28 8RP | at the manhole after the interceptor at a point prior to discharging to the public foul sewer | Eastern Way, Bury St Edmunds | TL8613064880 | TL8613064840 | [54 empty] | 2000 | mg/l | [54 empty] | 0.5 | m³/hr | [36 empty] | 250 | mg/l | [10 empty] | 11 | pH | 6 | pH | [18 empty] | 1000 | mg/l | [8 empty] | 1000 | mg/l | [6 empty] | 45 | °C | [8 empty] | 4 | m³/d
FORNHAM ALL SAINTS STW | S01BURYGAGKA | Direction | Live | No | ADT 202 | BP Green Ace | Out Westgate | Bury St Edmunds | Suffolk |  |  | IP33 3NT | 01/12/2008 | Wastewaters generated during the external washing of vehicles | BP Oil UK Limited | Chertsey Road | Sunbury on Thames | Middlesex |  |  | TW16 7BP | at a point prior to discharging to the public foul sewer | Out Westgate | TL8480063500 | TL8480063500 | [54 empty] | 2000 | mg/l | [54 empty] | 2 | m³/hr | [36 empty] | 250 | mg/l | [10 empty] | 10 | pH | 6 | pH | [18 empty] | 1000 | mg/l | [8 empty] | 1000 | mg/l | [6 empty] | 45 | °C | [8 empty] | 10 | m³/d
FORNHAM ALL SAINTS STW | S01BURYLESKA | Direction | Live | No | ADV 74 | Bury St Edmunds Leisure Centre | Beetons Way | Bury St.Edmunds | Suffolk |  |  | IP33 3TT | 01/09/2010 | Wastewaters arising from swimming pool backwash filter operations | Abbeycroft Leisure | Ehringshausen Way | Haverhill | Suffolk |  |  | CB9 0ER | at a point prior to discharging to the public foul sewer | Beetons Way, Bury St Edmunds | TL8427064770 | TL8118064790 | [54 empty] | 1000 | mg/l | [54 empty] | 7 | m³/hr | [36 empty] | 250 | mg/l | [10 empty] | 10 | pH | 6 | pH | [18 empty] | 1000 | mg/l | [8 empty] | 1000 | mg/l | [6 empty] | 45 | °C | [8 empty] | 46 | m³/d
FORNHAM ALL SAINTS STW | S01BURYL5 KA | Direction | Live | No | ADT 17 | Clean Machine | 30 Cadogan Road | Bury St. Edmunds | Suffolk |  |  | IP33 3QJ | 01/08/2008 | Wastewater from the laundering of textiles. | Chalk House Launderettes Limited | 1 Rous Road | Newmarket | Suffolk |  |  | CB8 8DH | at a point prior to entry into the public foul sewer at the rear of the premises | at a point on Cadogan Road | TL8350064000 | TL8350064000 | [54 empty] | 2000 | mg/l | [54 empty] | 2 | m³/hr | [36 empty] | 100 | mg/l | [10 empty] | 11 | pH | 6 | pH | [18 empty] | 500 | mg/l | [8 empty] | 1000 | mg/l | [6 empty] | 45 | °C | [8 empty] | 10 | m³/d
FORNHAM ALL SAINTS STW | S01BURYTOLKA1 | Direction | Live | No | ADZ 790 | Tollgate Service Station | Fornham Road | Bury St. Edmunds | Suffolk |  |  | IP32 6AX | 01/12/2016 | Used water from washing of vehicles. | Malthurst Limited | Vincent House | 4 Grove Lane | Epping | Essex |  | CM16 4LH | at a point prior to discharge into the public foul sewer | at manhole No. 9001 to the North of the premises | TL8505065950 | TL8505065950 | [54 empty] | 2500 | mg/l | [54 empty] | 0.3 | l/s | [48 empty] | 11 | pH | 6 | pH | [18 empty] | 1000 | mg/l | [16 empty] | 45 | °C | [8 empty] | 2.5 | m³/d
FORNHAM ALL SAINTS STW | S0124SEVENKA1 | Direction | Live | No | ADW 156 | UK Power Networks (Operations) Limited | Barton Road | Bury St.Edmunds | Suffolk |  |  | IP32 7BG | 01/01/2012 | Wastewater, after passage via an interceptor, from the external jet-washing of vehicles. | UK Power Networks (Operations) limited | Newington House | 237 Southwark Bridge Road | London |  |  | SE1 6NP | at a point prior to discharge into the public foul sewer | at Barton Road, Bury St. Edmunds | TL8669065000 | TL8669065040 | [54 empty] | 2000 | mg/l | [54 empty] | 1 | m³/hr | [36 empty] | 250 | mg/l | [10 empty] | 11 | pH | 6 | pH | [18 empty] | 1000 | mg/l | [8 empty] | 1000 | mg/l | [6 empty] | 45 | °C | [8 empty] | 4 | m³/d
FORNHAM ALL SAINTS STW | S01BURYAMCKA | Direction | Live | No | ADV 101 | EMG Anglia Limited | 5 Fornham Road | Bury St Edmunds | Suffolk |  |  | IP32 6AL | 01/09/2010 | Wastewater, after passage via an interceptor, from the external washing of vehicles only | EMG Anglia Limited | 5 Fornham Road | Bury St Edmunds | Suffolk |  |  | IP32 6AL | at the manhole after the interceptor, prior to discharging to the public foul sewer | at Forham Road, Bury St Edmunds | TL8525065290 | TL8531065320 | [54 empty] | 2000 | mg/l | [54 empty] | 0.5 | m³/hr | [36 empty] | 250 | mg/l | [10 empty] | 11 | pH | 6 | pH | [18 empty] | 1000 | mg/l | [8 empty] | 1000 | mg/l | [6 empty] | 45 | °C | [8 empty] | 4 | m³/d
FORNHAM ALL SAINTS STW | S01BURYDALKA1 | Direction | Live | No | ADV 103 | ABN Limited | 71 - 72 Eastern Way | Bury St.Edmunds | Suffolk |  |  | IP32 7AB | 01/09/2010 | Rainwater contaminated with dust from products, & wastewater from the automatic lorry wash. | ABN Limited | 86 Birchdene Drive | Thamesmead | London |  |  | SE28 8RP | at a point prior to discharging to the public foul sewer | at Eastern Way, Bury St Edmunds | TL8650064900 | TL8619064960 | [54 empty] | 2000 | mg/l | [54 empty] | 2.5 | m³/hr | [36 empty] | 250 | mg/l | [10 empty] | 11 | pH | 6 | pH | [18 empty] | 1000 | mg/l | [8 empty] | 1000 | mg/l | [6 empty] | 45 | °C | [8 empty] | 20 | m³/d
FORNHAM ALL SAINTS STW | S01BURYBURKA | Direction | Live | No | ADZ 267 | Drive Vauxhall (Bury St Edmunds) | Cotton Lane, Bury St Edmunds |  |  |  |  | IP33 1XH | 01/06/2015 | Used water derived from jet washing of vehicles. | Drive Motor Retail Limited | Freemens Common Road | Leicester |  |  |  | LE2 7SL | at a point prior to discharge into the public foul sewer | 10 metres east of the rear of the premises, between m/hole 7401 & 7504 | TL8754464520 | TL8575564519 | [54 empty] | 2500 | mg/l | [54 empty] | 0.3 | l/s | [48 empty] | 11 | pH | 6 | pH | [18 empty] | 1000 | mg/l | [8 empty] | 1000 | mg/l | [6 empty] | 45 | °C | [8 empty] | 4 | m³/d
FORNHAM ALL SAINTS STW | S01BURYCORKA | Direction | Live | No | ADX 494 | Coronation Service Station | Newmarket Road | Bury St Edmunds | Suffolk |  |  | IP33 3TF | 01/04/2013 | Wastewaters arising from the external washing of vehicles, after passage through an interceptor | D & S Services (GB) Limited | 4 Ashford Crescent | Enfield | Middlesex |  |  | EN3 7HU | at the manhole after the interceptor and prior to discharging to the public foul sewer | at Newmarket Road, Bury St Edmunds | TL8422064510 | TL8422064520 | [54 empty] | 2500 | mg/l | [54 empty] | 2 | m³/hr | [36 empty] | 250 | mg/l | [10 empty] | 11 | pH | 6 | pH | [18 empty] | 1000 | mg/l | [8 empty] | 1000 | mg/l | [6 empty] | 45 | °C | [8 empty] | 15 | m³/d
FORNHAM ALL SAINTS STW | S01BURYGLAKA | Direction | Live | No | ADU 158 | Glasswells Limited | Kempson Way | Moreton Hall | Bury St. Edmunds | Suffolk |  | IP32 7GL | 01/10/2009 | Wastewater, after passage via an interceptor, from the external washing of vehicles and potentially contaminated surface water run-off from the compactor/fuel filling area only. | Glasswells Limited | Dettingen Way, Newmarket Road | Bury St. Edmunds | Suffolk |  |  | IP33 3TU | at the manhole after passing through the interceptor | at Kempson Way (Manhole 8600), Bury St Edmunds | TL8789063640 | TL8789063630 | [54 empty] | 2000 | mg/l | [54 empty] | 1.25 | m³/hr | [36 empty] | 250 | mg/l | [10 empty] | 11 | pH | 6 | pH | [18 empty] | 1000 | mg/l | [8 empty] | 1000 | mg/l | [6 empty] | 45 | °C | [8 empty] | 10 | m³/d
FORNHAM ALL SAINTS STW | S01BURYSCWKA1 | Direction | Live | No | ADZ 479 | Bubbles Hand Car Wash | Malthouse Lane | Fornham Road | Bury St Edmunds |  |  | IP32 6AH | 01/02/2016 | Used water in a hand car wash operation. | Mr Kreshnik Hysenaj - T/A Bubbles Hand Car Wash | 1 Mermaid Close | Bury St Edmunds | Suffolk |  |  | IP32 6AG | at a point in the inspection chamber outside the office prior to discharging to the public foul sewer | at Fornham Road, Bury St Edmunds | TL8524065240 | TL8524065240 | [54 empty] | 2500 | mg/l | [54 empty] | 0.6 | l/s | [48 empty] | 11 | pH | 6 | pH | [18 empty] | 1000 | mg/l | [16 empty] | 45 | °C | [8 empty] | 15 | m³/d
FORNHAM ALL SAINTS STW | S01BURYCLAKA1 | Direction | Live | No | ADZ 105 | Clarice House | Horringer Court | Horringer Road | Bury St Edmunds |  |  | IP29 5PH | 01/11/2014 | Used water from filter backwashing process and periodic drain-down of swimming pool contents. | Clarice House (Bury St Edmunds) Limited | 89 High Street | Hadleigh | Ipswich | Suffolk |  | IP7 5EA | at a point before entering the publif foul sewer | at Horringer Road (Pumping Station) | TL8384462802 | TL8396262791 | [54 empty] | 1000 | mg/l | [10 empty] | 5 | mg/l | [42 empty] | 0.3 | l/s | [36 empty] | 250 | mg/l | [10 empty] | 10 | pH | 6 | pH | [18 empty] | 1000 | mg/l | [8 empty] | 1000 | mg/l | [6 empty] | 45 | °C | [8 empty] | 15 | m³/d
FORNHAM ALL SAINTS STW | S01BURYMABKA1 | Consent | Live | No | ACZ 29 | Mabey Hire Limited | Mercers Road | Compiegne Way Business Park | Bury St Edmunds |  |  | IP32 7HX | 04/06/2014 | Used water to washdown plant and ground water equipment. | Mabey Hire Limited | Scout Hill | Ravensthorpe | Dewsbury |  |  | WF13 3EJ | at inspection chamber after interceptor serving plant wash | at manhole 4401, Mercers Road | TL8652465641 | TL8650065430 | [54 empty] | 2500 | mg/l | [54 empty] | 0.03 | l/s | [36 empty] | 250 | mg/l | [10 empty] | 11 | pH | 6 | pH | [18 empty] | 1000 | mg/l | [8 empty] | 1000 | mg/l | [6 empty] | 45 | °C | [8 empty] | 1.5 | m³/d
FORNHAM ALL SAINTS STW | S01BURYBPOKA0 | Direction | Live | No | ADZ 140 | BP - Haberden SF Connect | Rougham Road | Bury St.Edmunds | Suffolk |  |  | IP33 2RN | 01/11/2014 | Used water from an automatic car wash. | BP Oil UK Limited | Chertsey Road | Sunbury on Thames | Middlesex |  |  | TW16 7BP | after passing through a maintained interceptor, prior to entry to the public foul sewer | at Rougham Road, Bury St Edmunds. | TL8636063345 | TL8619163229 | [54 empty] | 2500 | mg/l | [54 empty] | 3 | l/s | [36 empty] | 250 | mg/l | [10 empty] | 11 | pH | 6 | pH | [18 empty] | 1000 | mg/l | [8 empty] | 1000 | mg/l | [6 empty] | 45 | °C | [8 empty] | 10 | m³/d
FORNHAM ALL SAINTS STW | S01BURYMURKA | Direction | Live | No | ADZ 798 | Newmarket Road Service Station (FS108) | 1 Newmarket Road | Bury St.Edmunds | Suffolk |  |  | IP33 1HA | 01/11/2016 | Used water from vehicle washing. | Motor Fuel Limited | Building 2 Abbey View | Everard Close | St Albans | Hertfordshire |  | AL1 2QU | at a point prior to discharging to the public foul sewer | at Newmarket Road, Bury St Edmunds | TL8419064480 | TL8421064520 | [54 empty] | 2500 | mg/l | [54 empty] | 0.3 | l/s | [48 empty] | 11 | pH | 6 | pH | [18 empty] | 1000 | mg/l | [16 empty] | 45 | °C | [8 empty] | 5 | m³/d
FORNHAM ALL SAINTS STW | S01BURYDPMKA | Direction | Live | No | TEDI-0069-2018 | The Taste of Suffolk | 8 Boldero Road | Moreton Hall Industrial Estate | Bury St Edmunds, Suffolk |  |  | IP32 7BS | 30/01/2019 | Used water from hygiene activities in secondary processing, cooking, preservation and packing of meat products. | Best Tastes of Suffolk Limited | 8 Boldero Road | Moreton Hall Industrial Estate | Bury St Edmunds | Suffolk |  | IP32 7BS | the manhole 7600 in the front yard of the premises, after the interceptors. | the curtilage of the premises on Boldero Road, Bury St Edmunds | TL8778063650 | TL8778063650 | [54 empty] | 8000 | mg/l |  |  |  |  | 9000 | mg/l | [48 empty] | 0.6 | l/s | [36 empty] | 250 | mg/l | [10 empty] | 10 | pH | 6 | pH | [18 empty] | 1500 | mg/l | [16 empty] | 45 | °C | [8 empty] | 15 | m³/d
FORNHAM ALL SAINTS STW | S01BURYWSHKA3 | Consent | Live | No | TECO-0049-2019 | West Suffolk Hospital NHS Foundation Trust | West Suffolk Hospital | Hardwick Lane | Bury St Edmunds | Suffolk |  | IP33 2QZ | 19/06/2019 | Used water from hospital equipment washing and sterilisation, associated water pretreatment and steriliser emissions. | West Suffolk Hospital NHS Foundation Trust | West Suffolk Hospital | Hardwick Lane | Bury St Edmunds | Suffolk |  | IP33 2QZ | the drain outside washer rooms on north side of building | manhole 9006 Vinery Road Bury St Edmunds | TL8510962599 | TL8499963011 | [54 empty] | 2500 | mg/l | [54 empty] | 5 | l/s | [48 empty] | 10 | pH | 6 | pH | [18 empty] | 1000 | mg/l | [16 empty] | 45 | °C | [8 empty] | 150 | m³/d
FORNHAM ALL SAINTS STW | S01BURYWAVKA1 | Consent | Live | No | TECO-0065-2019 | Bury St Edmunds HCW | Tesco Stores -2166 | St Saviours Interchange | Bury St Edmunds | Suffolk |  | IP32 7JS | 21/06/2019 | Used water, after passage via an interceptor, from the external washing of vehicles only. | Bury St Edmunds HCW Limited | 56 Consort Avenue | Trumpington | Cambridge |  |  | CB2 9AF | the manhole serving the car wash | Manhole 3201 in Fornham Road | TL8559865257 | TL8533465286 | [54 empty] | 2500 | mg/l | [54 empty] | 0.5 | l/s | [48 empty] | 11 | pH | 6 | pH | [18 empty] | 1000 | mg/l | [16 empty] | 45 | °C | [8 empty] | 5 | m³/d
FORNHAM ALL SAINTS STW | S01BURYMVIKA | Direction | Live | No | TEDI-0093-2020 | Animal & Plant Health Agency | Rougham Hill | Bury St. Edmunds | Suffolk |  |  | IP33 2RX | 05/10/2020 | Water used in veterinary laboratory processes and washing and disinfection of the mortuary, PPE, equipment and vehicles. | Animal & Plant Health Agency | Central Laboratory | Woodham Lane | New Haw | Addlestone |  | KT15 3NB | the manhole at the rear of the mortuary | manhole 2501 to the rear of the retail units in Easlea Road | TL8695663512 | TL8722963568 | [54 empty] | 2000 | mg/l | [54 empty] | 1.11 | l/s | [48 empty] | 11 | pH | 6 | pH | [18 empty] | 1000 | mg/l | [16 empty] | 43 | °C | [8 empty] | 7 | m³/d
FORNHAM ALL SAINTS STW | S01BURYVVCKA1 | Direction | Live | No | TEDI-0078-2021 | Vitec Production Solutions Limited | Easlea Road | Bury St Edmunds | Suffolk |  |  | IP32 7BY | 24/05/2021 | Used rinse waters only from degreasing, anodising and paint surface pre-treatment processes. | Vitec Production Solutions Limited | Bridge House | Heron Square | Richmond |  |  | TW9 1EN | the discharge point within the paint plant room prior to entry to foul sewer | the rear of building within the curtilage of the site | TL8773963602 | TL8774863576 | [54 empty] | 500 | mg/l | [12 empty] | 1 | mg/l | [40 empty] | 0.6 | l/s | [48 empty] | 10 | pH | 6 | pH | [18 empty] | 500 | mg/l | [8 empty] | 1500 | mg/l | [6 empty] | 43 | °C | [8 empty] | 10 | m³/d
FORNHAM ALL SAINTS STW | S01BURYVVCKA2 | Consent | Live | No | TECO-0068-2021 | Vitec Production Solutions Limited | Easlea Road | Bury St Edmunds | Suffolk |  |  | IP32 7BY | 23/03/2021 | Water used to wash carbon fibre components. | Vitec Production Solutions Limited | Bridge House, Heron Square | Richmond |  |  |  | TW9 1EN | the carbon fibre wash area | the rear of the premises | TL8770563637 | TL8765663655 | [54 empty] | 2000 | mg/l | [54 empty] | 0.3 | l/s | [48 empty] | 10 | pH | 6 | pH | [18 empty] | 1000 | mg/l | [16 empty] | 43 | °C | [8 empty] | 2 | m³/d
FORNHAM ALL SAINTS STW | S01BURYCABKA1 | Consent | Live | No | TECO-0052-2021 | Chassis-Cab Limited | Northern Way | Bury St Edmunds | Suffolk |  |  | IP32 6NL | 18/03/2021 | Water used to clean vehicles and degrease HGV and other vehicles prior to MOT inspection. | Chassis-Cab Limited | DAF House Addison Way | Great Blakenham | Ipswich, Suffolk |  |  | IP6 0RL | the inspection chamber after the last interceptor chamber | Northern Way | TL8442066616 | TL8441066744 | [54 empty] | 2500 | mg/l | [54 empty] | 0.6 | l/s | [48 empty] | 10 | pH | 6 | pH | [18 empty] | 1000 | mg/l | [16 empty] | 43 | °C | [8 empty] | 3 | m³/d | [14 empty] | 5 | mg/l
FORNHAM ALL SAINTS STW | S01BURYHAYKA | Direction | Live | No | TEDI-0161-2021 | Mizkan Euro Limited | Mildenhall Road | Bury St. Edmunds | Suffolk |  |  | IP32 6EN | 13/10/2021 | Pre-treated water used in the production of sauces and pickles. | Mizkan Euro Limited | 2nd Floor, Building 10 | Chiswick Park | 566 Chiswick High Street | London |  | W4 5XS | the labelled tap after the effluent pre-treatment plant | manhole 6702 within curtilage of the premises north side. | TL8480066600 | TL8480066500 | [54 empty] | 1500 | mg/l |  |  | 750 | kg/d | 3000 | mg/l |  |  | 940 | kg/d | [44 empty] | 17 | l/s | [20 empty] | 0.0015 | mg/l | [26 empty] | 10 | pH | 6 | pH | [8 empty] | 25 | mg/l | [8 empty] | 850 | mg/l | [16 empty] | 45 | °C | [8 empty] | 1000 | m³/d
FORNHAM ALL SAINTS STW | S01BURYGKAKA | Direction | Live | No | TEDI-0243-2021 | Greene King Brewing and Retailing Limited | Westgate Brewery | Bury St. Edmunds | Suffolk |  |  | IP33 1QT | 20/03/2022 | Used water arising from brewing and fermenting of beers and ales. | Greene King Brewing and Retailing Limited | Westgate Brewery | Bury St. Edmunds | Suffolk |  |  | IP33 1QT | the manhole located in the basement archive room | Sparhawk Street, Bury St. Edmunds | TL8572063800 | TL8571563831 | [54 empty] | 6000 | mg/l | [54 empty] | 28 | l/s | [48 empty] | 10 | pH | 6 | pH | [18 empty] | 1500 | mg/l | [8 empty] | 1000 | mg/l | [6 empty] | 43 | °C | [8 empty] | 900 | m³/d
FORNHAM ALL SAINTS STW | S01BURYGKHKA | Direction | Live | No | TEDI-0246-2021 | Greene King Quality Control Laboratory | Westgate Brewery | Bury St. Edmunds | Suffolk |  |  | IP33 1QT | 10/02/2022 | Used water from a quality control laboratory serving a brewery. | Greene King Brewing and Retailing Limited | Westgate Brewery | Bury St. Edmunds | Suffolk |  |  | IP33 1QT | a point prior to discharge into the public foul sewer | Westgate Street, Bury St Edmunds | TL8558363787 | TL8558163794 | [54 empty] | 4000 | mg/l | [54 empty] | 0.3 | l/s | [48 empty] | 10 | pH | 6 | pH | [18 empty] | 500 | mg/l | [16 empty] | 43 | °C | [8 empty] | 3 | m³/d
FORNHAM ALL SAINTS STW | S01BURYJETKA1 | Direction | Live | No | TEDI-0248-2021 | Greene King Brewing & Retailing Ltd | Draught Beer Warehouse | Maynewater Lane | Bury St Edmunds | Suffolk |  | IP33 1QT | 03/01/2022 | Used water from external jet washing of vehicles (after passage through a maintained oil interceptor). | Greene King Brewing and Retailing Ltd | Westgate Brewery | Bury St Edmunds | Suffolk |  |  | IP33 1QT | a point prior to manhole 7503 within the site curtilage | Mayne Water Lane, Bury St Edmunds. | TL8568763570 | TL8570363541 | [54 empty] | 2500 | mg/l | [54 empty] | 0.3 | l/s | [48 empty] | 11 | pH | 6 | pH | [18 empty] | 1000 | mg/l | [16 empty] | 43 | °C | [8 empty] | 2 | m³/d
FORNHAM ALL SAINTS STW | S01BURYGKMKA | Direction | Live | No | TEDI-0160-2022 | Greene King Brewing and Retailing Limited | Brewery Tap - Beer Testing Facility | Westgate Street | Bury St Edmunds | Suffolk |  | IP33 1QT | 10/10/2022 | Used water and wasted brewery product from a taste testing and quality control facility for the brewery. | Greene King Brewing and Retailing Limited | Westgate Brewery | Bury St Edmunds | Suffolk |  |  | IP33 1QT | a point prior to entry to drain at the Brewery Tap | a point upstream of manhole 6501 south of the premises | TL8556163735 | TL8555963582 | [54 empty] | 150000 | mg/l | [54 empty] | 0.3 | l/s | [48 empty] | 10 | pH | 4 | pH | [18 empty] | 500 | mg/l | [16 empty] | 43 | °C | [8 empty] | 1 | m³/d
FORNHAM ALL SAINTS STW | S01BURYHUBKA2 | Direction | Live | Yes | TEDI-0250-2022 | West Suffolk Operations Hub | Hollow Road | Fornham St Martin | Bury St. Edmunds | Suffolk |  | IP31 1FE | 28/09/2023 | Used water from a Vehicle Jet Wash to include Pre MOT inspection washing of Heavy Goods Vehicles. | St Edmundsbury Borough Council | West Suffolk House | Western Way | Bury St. Edmunds | Suffolk |  | IP33 3YU | the interceptor serving the waste storage area | Manhole 6304 in Barton Hill | TL8636966436 | TL8566066335 | [48 empty] | 0.1 | mg/l |  |  |  |  | 3000 | mg/l | [54 empty] | 3.8 | l/s | [32 empty] | 3 | mg/l | [14 empty] | 11 | pH | 6 | pH | [18 empty] | 1000 | mg/l | [16 empty] | 43 | °C | [8 empty] | 5 | m³/d | [14 empty] | 5 | mg/l
FORNHAM ALL SAINTS STW | S01BURYARCKA3 | Consent | Live | No | TECO-0217-2022 | Wardell Armstrong LLP | Armstrong House, Lamdin Road | Bury St Edmunds | Suffolk |  |  | IP32 6NU | 01/12/2022 | Used water from rinsing and washing of archaeological soil samples after settlement. | Wardell Armstrong LLP | Sir Henry Doulton House, Forge Lane | Etruria, Stoke on Trent | Staffordshire |  |  | ST1 5BD | the final chamber of the settlement apparatus in the soil wash area | "Bury Lamdin Road" Pumping Station | TL8475166858 | TL8475666835 | [54 empty] | 2500 | mg/l | [54 empty] | 0.3 | l/s | [48 empty] | 10 | pH | 6 | pH | [18 empty] | 1000 | mg/l | [16 empty] | 43 | °C | [8 empty] | 5 | m³/d
FORNHAM ALL SAINTS STW | S01BURYAMOKA | Direction | Live | No | TEDI-0308-2022 | Amot | Western Way | Bury St. Edmunds | Suffolk |  |  | IP33 3SZ | 09/05/2023 | Used water from the testing of valves, switches, elements and related components. | Roper Industries Limited T/A Amot | Squire Patton Boggs (UK) LLP (ref CSU) | Rutland House, 148 Edmund Street | Birmingham |  |  | B3 2JR | the valve testing tanks inside of the factory | the rear of the premises | TL8404564964 | TL8409765028 | [54 empty] | 500 | mg/l | [54 empty] | 1 | l/s | [48 empty] | 10 | pH | 6 | pH | [18 empty] | 250 | mg/l | [16 empty] | 43 | °C | [8 empty] | 10 | m³/d
FORNHAM ALL SAINTS STW | S01BURYGAPKA1 | Consent | Live | No | TECO-0030-2023 | GAP Group Limited | Unit 1, Kempson Way | Bury St Edmunds | Suffolk |  |  | IP32 7AR | 14/03/2023 | Used water from washing of welfare units, rental toilets, and non mechanical plant after passing through an interceptor | Gap Group Limited | Blenheim Place, Dunston Industrial Estate | Gateshead, Tyne and Wear |  |  |  | NE11 9HF | the inspection chamber after the interceptor serving the welfare and "non mech" plant wash at the eastern end of the site | Manhole 1500 at the west of the site | TL8806763614 | TL8821063557 | [54 empty] | 2500 | mg/l | [54 empty] | 0.6 | l/s | [48 empty] | 11 | pH | 6 | pH | [18 empty] | 1000 | mg/l | [16 empty] | 43 | °C | [8 empty] | 6 | m³/d
FORNHAM ALL SAINTS STW | S01BURYGAPKA2 | Consent | Live | No | TECO-0052-2023 | GAP Group Limited | Unit 1 Kempson Way | Bury St Edmunds | Suffolk |  |  | IP32 7AR | 14/03/2023 | Used water from washing of mechanical plant after passing through an interceptor | GAP Group Limited | Blenheim Place, Dunston Industrial Estate, | Gateshead, Tyne and Wear |  |  |  | NE11 9HF | the inspection chamber after the interceptor serving the mechanical plant wash area to the west of the site | Manhole 1500 at the west of the site | TL8818763574 | TL8821063557 | [54 empty] | 2500 | mg/l | [54 empty] | 0.6 | l/s | [48 empty] | 10 | pH | 6 | pH | [18 empty] | 1000 | mg/l | [16 empty] | 43 | °C | [8 empty] | 6 | m³/d
FORNHAM ALL SAINTS STW | S01BURYBREKA2 | Consent | Live | No | TECO-0190-2023 | Old Cannon Brewery | 86 Old Cannon Street | Bury St Edmunds, Suffolk |  |  |  | IP33 1JR | 27/07/2023 | Used water from the brewing and packaging of beers and ales. | Innventure Limited T/A Old Cannon Brewery | Home Office, The Broadway Hotel, | Broadway, Letchworth Garden City, Hertfordshire |  |  |  | SG6 3NZ | the gulley in brewing room, prior to discharge to the public foul sewer | Cannon Street, Bury St Edmunds | TL8541364739 | TL8541564780 | [54 empty] | 12000 | mg/l | [54 empty] | 0.6 | l/s | [48 empty] | 10 | pH | 6 | pH | [18 empty] | 1500 | mg/l | [16 empty] | 43 | °C | [8 empty] | 4 | m³/d
FORNHAM ALL SAINTS STW | S01BURYHOLKA1 | Consent | Live | No | TECO-0311-2023 | Holden Bury St Edmunds | Wentworth House, Mildenhall Road | Bury St Edmunds, Suffolk |  |  |  | IP32 6EN | 13/12/2023 | Used water, after passage via an interceptor, from the external washing of vehicles only. | Mister Vee Limited T/A Holden Bury St Edmunds | 22 Heigham Street | Norwich, Norfolk |  |  |  | NR2 4TF | a point after the interceptor and prior to discharging to the public foul sewer at the rear of the site | the sewer passing though the rear of the site | TL8465166753 | TL8465166753 | [54 empty] | 2500 | mg/l | [54 empty] | 1 | l/s | [48 empty] | 11 | pH | 6 | pH | [18 empty] | 1000 | mg/l | [16 empty] | 43 | °C | [8 empty] | 1 | m³/d
FORNHAM ALL SAINTS STW | S01BURYHUBKA1 | Direction | Live | Yes | TEDI-0007-2024 | West Suffolk Operational Hub | Hollow Road | Fornham St Martin | Bury St Edmunds | Suffolk |  | IP31 1FE | 14/05/2024 | Used water arising from sweeper debris dewatering, sweeper wash down, contaminated run off from waste transfer station comprising various areas used for dry waste storage, all after passing through a maintained interceptor. | St Edmundsbury Borough Council | West Suffolk House | Western Way | Bury St Edmunds | Suffolk |  | IP33 3YU | the manhole after the last interceptor chamber of vehicle wash | manhole 6304 Barton Hill | TL8612966352 | TL8566066335 | [48 empty] | 0.1 | mg/l |  |  |  |  | 4000 | mg/l | [54 empty] | 3.8 | l/s | [36 empty] | 250 | mg/l | [10 empty] | 11 | pH | 6 | pH | [18 empty] | 1000 | mg/l | [16 empty] | 43 | °C | [8 empty] | 5 | m³/d | [14 empty] | 5 | mg/l
FORNHAM ALL SAINTS STW | S01ROUBOCMKA | Direction | Live | No | TEDI-0034-2024 | Forfarmers UK Limited | Horizon House, Fred Castle Way | Rougham Industrial Estate | Bury St Edmunds, Suffolk |  |  | IP30 9NH | 14/04/2024 | Used waters arising from external vehicle washing, contaminated surface water run-off, boiler maintenance and compressor condensates after passing through oil interception. | Forfarmers UK Limited | Horizon House, Fred Castle Way | Rougham Industrial Estate | Bury St Edmunds, Suffolk |  |  | IP30 9ND | the hatch in sump pit at the rear right corner of site | General Castle Way, Rougham, Bury St. Edmunds | TL8931064010 | TL8962063900 | [54 empty] | 2500 | mg/l | [54 empty] | 0.5 | l/s | [48 empty] | 11 | pH | 6 | pH | [18 empty] | 1000 | mg/l | [16 empty] | 43 | °C | [8 empty] | 10 | m³/d
FORNHAM ALL SAINTS STW | S01BURYEAAKA1 | Consent | Live | No | TECO-0080-2024 | East of England Ambulance Trust - Hub | Unit 3 Fortress Way | Bury St Edmunds, Suffolk |  |  |  | IP32 7FQ | 09/04/2024 | Used water, after passage via an interceptor, from the external washing of vehicles only. | East of England Ambulance Service Trust | Whiting Way, | Melbourn Cambs |  |  |  | SG8 6EN | the inspection chamber on south east corner of the building after the interceptor | Fortress Way Bury St. Edmunds | TL8845763492 | TL8843463692 | [54 empty] | 2500 | mg/l | [54 empty] | 0.3 | l/s | [48 empty] | 11 | pH | 6 | pH | [18 empty] | 1000 | mg/l | [16 empty] | 43 | °C | [8 empty] | 3.6 | m³/d
FORNHAM ALL SAINTS STW | S01BURYDTFKA1 | Direction | Live | No | TEDI-0080-2024 | Direct Table Foods Limited | Saxham Business Park | Little Saxham | Bury St Edmunds | Suffolk |  | IP28 6RX | 29/07/2024 | Used water from the secondary preparation, preservation, cutting and packing of meat and "value added" meat products. | Direct Table Foods Limited | Saxham Business Park | Little Saxham | Bury St Edmunds | Suffolk |  | IP28 6RX | the sample tap on the rising main in the pumping kiosk | Oliver Road, Bury St Edmunds | TL8080165313 | TL8321365010 | [54 empty] | 10000 | mg/l |  |  |  |  | 10000 | mg/l |  |  | 500 | kg/d | [44 empty] | 2 | l/s | [36 empty] | 250 | mg/l | [10 empty] | 10 | pH | 6 | pH | [8 empty] | 150 | mg/l | [8 empty] | 1000 | mg/l | [10 empty] | 0.5 | mg/l |  |  |  |  | 43 | °C | [8 empty] | 90 | m³/d
FORNHAM ALL SAINTS STW | S01BURYTREKA4 | Consent | Live | No | TECO-0041-2024 | R C Treatt and Co Limited | Unit 1 Skyliner Way | Bury St Edmunds, Suffolk |  |  |  | IP32 7FR | 07/03/2024 | Used water and detergent from a "cleaning in place" process in a flavouring mixing operation mixing natural oil and fragrance and flavouring products. | R C Treatt and Co Limited | Unit 1 Skyliner Way | Bury St Edmunds, Suffolk |  |  |  | IP32 7FR | tap in yard of site at TL8830163819 | Skyliner Way, Bury St Edmunds | TL8830163819 | TL8826963777 | [54 empty] | 4000 | mg/l | [54 empty] | 1 | l/s | [48 empty] | 11 | pH | 6 | pH | [18 empty] | 500 | mg/l | [16 empty] | 43 | °C | [8 empty] | 10 | m³/d
FORNHAM ALL SAINTS STW | S01BURYTREKA0 | Direction | Live | No | TEDI-0059-2024 | R C Treatt & Co Limited | Unit 1 Skyliner Way | Bury St Edmunds | Suffolk |  |  | IP32 7FR | 13/05/2024 | Used water arising from contaminated site run off from an essential oil manufacturing and packaging plant. | R C Treatt & Co Limited | Unit 1 Skyliner Way | Bury St Edmunds | Suffolk |  |  | IP32 7FR | the manhole downstream of the effluent storage tanks on the south side of site | manhole 3601 to the south of the premises | TL8831963711 | TL8831663683 | [54 empty] | 1000 | mg/l | [54 empty] | 8.84 | l/s | [36 empty] | 250 | mg/l | [10 empty] | 10 | pH | 6 | pH | [18 empty] | 250 | mg/l | [16 empty] | 43 | °C | [8 empty] | 60 | m³/d
FORNHAM ALL SAINTS STW | S01BURYGAPKA0 | Consent | Live | No | TECO-0185-2024 | Gap Group Limited | Kempson Way | Bury St Edmunds | Suffolk |  |  | IP32 7AR | 24/10/2024 | Used water arising from screened and filtered treated liquid human waste mixed with grey used waters. | Gap Group Limited | Blenheim Place, Dunston Industrial Estate | Gateshead, Tyne and Wear |  |  |  | NE11 9HF | the tap on the mixing tank in waste import compound | Kempson Way, Bury St Edmunds | TL8820263588 | TL8820263588 | [24 empty] | 400 | mg/l | [28 empty] | 10000 | mg/l | [16 empty] | 3 | mg/l | [36 empty] | 1 | l/s | [48 empty] | 10 | pH | 6 | pH | [8 empty] | 200 | mg/l | [8 empty] | 4000 | mg/l | [16 empty] | 43 | °C | [8 empty] | 50 | m³/d | [14 empty] | 5 | mg/l
FORNHAM ALL SAINTS STW | S01BURYABMKA | Direction | Live | No | TEDI-0064-2025 | Boortmalt | 24-25 Eastern Way | Bury St. Edmunds | Suffolk |  |  | IP32 7AD | 23/10/2025 | Screened used water from the malting process. | Pauls Malt Limited T/A Boortmalt | 24-25 Eastern Way | Bury St. Edmunds | Suffolk |  |  | IP32 7AD | a point after screening and prior to discharge into the public foul sewer | manhole 9903 on the curtilage of premises bordering the main A14 carriage way | TL8640064900 | TL8593364921 | [54 empty] | 3100 | mg/l | 3000 | kg/d | [52 empty] | 28 | l/s | [48 empty] | 10 | pH | 6 | pH | [18 empty] | 600 | mg/l | [16 empty] | 43 | °C | [8 empty] | 2200 | m³/d
FORNHAM ALL SAINTS STW | S01BURYHGAKA1 | Direction | Live | No | TEDI-0080-2025 | Home and Garden Aquatics | Tollgate House | Tollgate Lane | Bury St. Edmunds | Suffolk |  | IP32 6DG | 06/08/2025 | Used water from the housing of aquatic livestock and reverse osmosis regeneration. | Mr Andrew Carr T/A Home and Garden Aquatics | 16 Crabtree Meadow | Elmswell | Suffolk |  |  | IP31 9GG | the drain in tank/water treatment room | manhole 6704 within curtilage of premises | TL8469365793 | TL8469865798 | [54 empty] | 1000 | mg/l | [54 empty] | 0.3 | l/s | [48 empty] | 10 | pH | 6 | pH | [18 empty] | 500 | mg/l | [16 empty] | 43 | °C | [8 empty] | 2 | m³/d
FORNHAM ALL SAINTS STW | S01BURYSCCKA1 | Direction | Live | Yes | TEDI-0027-2025 | M Group Limited - Highways Depot | Moore Road, Rougham Industrial Estate | Rougham, Suffolk |  |  |  | IP30 9ND | 01/07/2025 | Water used for external washing only of vehicles to include HGV and sweeper vehicles, and arisings from sweeper contents dewatering / draining after settlement and separation to remove grit debris and any free oil or grease. | M Group Highways Limited | Abel Smith House, Gunnels Wood Road | Stevenage, Hertfordshire |  |  |  | SG1 2ST | the chamber after the interceptor down stream of the buswash in the hedge line at the southern edge of the site | the south side of the site in the corner of the yard in the verge | TL8952963739 | TL8958063694 | [48 empty] | 0.1 | mg/l |  |  |  |  | 2500 | mg/l | [54 empty] | 1.4 | l/s | [36 empty] | 250 | mg/l | [10 empty] | 11 | pH | 6 | pH | [18 empty] | 1000 | mg/l | [16 empty] | 43 | °C | [8 empty] | 10 | m³/d | [14 empty] | 5 | mg/l
FORNHAM ALL SAINTS STW | S01BURYGKLKA | Direction | Live | No | TEDI-0127-2025 | Greene King Brewing and Retailing Limited | Hen Hall, Kempson Way | Bury St. Edmunds | Suffolk |  |  | IP32 7AR | 04/12/2025 | Used water from bottling and packaging of beer and lager. | Greene King Brewing and Retailing Limited | Westgate Brewery | Bury St. Edmunds | Suffolk |  |  | IP33 1QT | the tap in the yard, after the trade effluent discharge meter and prior to discharge to the foul sewer | Boldero Road, Bury St Edmunds | TL8779963892 | TL8774563774 | [54 empty] | 7000 | mg/l | [54 empty] | 4.5 | l/s | [48 empty] | 10 | pH | 6 | pH | [18 empty] | 500 | mg/l | [16 empty] | 43 | °C | [8 empty] | 250 | m³/d
FORNHAM ALL SAINTS STW | S01BURYGKGKA | Direction | Live | No | TEDI-0128-2025 | Greene King Brewing and Retailing Limited | Westgate Brewery | Bury St. Edmunds, Suffolk |  |  |  | IP33 1QT | 04/11/2025 | Used waters arising from the fermenting of beers and ales, and boiler blowdown water. | Greene King Brewing and Retailing Limited | Westgate Brewery | Bury St. Edmunds, Suffolk |  |  |  | IP33 1QT | the tap in the cellar prior to discharge into the public foul sewer | Bridewell Lane, Bury St. Edmunds | TL8556363831 | TL8555663835 | [54 empty] | 3000 | mg/l | [54 empty] | 4 | l/s | [48 empty] | 10 | pH | 6 | pH | [18 empty] | 1500 | mg/l | [16 empty] | 43 | °C | [8 empty] | 110 | m³/d
FORNHAM ALL SAINTS STW | S01BURYBAWKA | Direction | Live | No | TEDI-0083-2025 | Helmsman Storage Solutions Limited | 1 Northern Way | Bury St Edmunds | Suffolk |  |  | IP32 6NH | 14/10/2025 | Use rinse waters from iron phosphate process to pre-treat metal products prior to painting. | Helmsman Storage Solutions Limited | c/o Murray House, Murray Street | Belfast, Northern Ireland |  |  |  | BT1 6DN | the rinse tank in the paint plant | Northern Way | TL8446066720 | TL8441066740 | [54 empty] | 2000 | mg/l | [54 empty] | 0.6 | l/s | [48 empty] | 10 | pH | 6 | pH | [18 empty] | 1000 | mg/l | [16 empty] | 43 | °C | [8 empty] | 10 | m³/d
FORNHAM ALL SAINTS STW | S01BURYGKFKA | Direction | Live | No | TEDI-0157-2025 | Greene King Brewing and Retailing Limited | Westgate Brewery | Bury St. Edmunds | Suffolk |  |  | IP33 1QT | 08/12/2025 | Used water from packaging of beer and lager. | Greene King Brewing and Retailing Limited | Westgate Brewery | Bury St. Edmunds | Suffolk |  |  | IP33 1QT | the tap in the yard outside the keg plant door, on the stainless 6" pipe going to ground | manhole No. 7503 within the curtilage of the premises | TL8563063570 | TL8570363541 | [54 empty] | 4000 | mg/l | [54 empty] | 14 | l/s | [48 empty] | 10 | pH | 6 | pH | [18 empty] | 500 | mg/l | [16 empty] | 43 | °C | [8 empty] | 470 | m³/d
FORNHAM ALL SAINTS STW | S01BURYDLLKA1 | Consent | Live | No | TECO-0211-2025 | David Lloyd Leisure Limited | 1 Sandlands Drive | Bury St Edmunds | Suffolk |  |  | IP32 6FL | 21/11/2025 | Used water from the filter backwashing process and periodic drain-down of swimming pool contents. | David Lloyd Leisure Limited | The Hanger, Mosquito Way | Hatfield Business Park, Hatfield | Hertfordshire |  |  | AL10 9AX | the inspection chamber on the south east corner of the building | Sandlands Drive, Bury St Edmunds | TL8407866737 | TL8403366786 | [54 empty] | 1000 | mg/l | [10 empty] | 5 | mg/l | [42 empty] | 14 | l/s | [48 empty] | 10 | pH | 6 | pH | [18 empty] | 1000 | mg/l | [16 empty] | 43 | °C | [8 empty] | 25 | m³/d
FORNHAM ALL SAINTS STW | S01BURYGKCKA | Direction | Live | No | TEDI-0141-2025 | Greene King Brewing and Retailing Limited | Westgate Brewery | Bury St. Edmunds | Suffolk |  |  | IP33 1QT | 11/11/2025 | Used water from (i) Fermentation of beers and ales (Yeast floor), (ii) Cooling towers, (iii) Water treatment regeneration back washes. | Greene King Brewing and Retailing Limited | Westgate Brewery | Bury St. Edmunds | Suffolk |  |  | IP33 1QT | the light drain cover in the middle of the vehicular gate in the laboratory yard | Westgate Street, Bury St Edmunds | TL8558363787 | TL8558163794 | [54 empty] | 4000 | mg/l | [54 empty] | 2 | l/s | [48 empty] | 10 | pH | 6 | pH | [18 empty] | 500 | mg/l | [16 empty] | 43 | °C | [8 empty] | 25 | m³/d
FORNHAM ALL SAINTS STW | S01TEM0169KA3 | Consent | Live | No | TECO-0194-2025 | DDE Solutions Limited | Former Tayfen Meadows Petrol Filling Station Site | Tayfen Road | Bury St Edmunds | Suffolk |  | IP33 1TB | 03/10/2025 | Contaminated ground water and perched water only after treatment by settlement, oil separation and granular activated carbon filtration as a minimum, only to be discharged during the period from 27th October 2025 to 26th April 2026 inclusive. | DDE Solutions Limited | The Coal Yard, 2 Bowling Lane | Cleethorpes | North East Lincolnshire |  |  | DN35 8ES | the tap on the outflow of the treatment system | Tayfen Road | TL8506964803 | TL8506664777 | [54 empty] | 1000 | mg/l | [54 empty] | 1 | l/s | [48 empty] | 10 | pH | 6 | pH | [18 empty] | 500 | mg/l | [16 empty] | 43 | °C | [8 empty] | 86 | m³/d
FOXTON STW (CAMBS) | S01SSWATERKA1 | Direction | Live | No | TEDI-0144-2023 | Cambridge Water - Fowlmere Pumping Station | Chrishall Road | Fowlmere, Cambridgeshire |  |  |  | SG8 7RY | 15/07/2024 | Used water arising from ion-exchange nitrate removal process at a potable water treatment plant. | South Staffordshire Water PLC | Green Lane | Walsall, West Midlands |  |  |  | WS2 7PD | the sampling cabinet at Fowlmere WTW | Long Close, Fowlmere | TL4268044613 | TL4208745635 | [54 empty] | 1000 | mg/l |  |  |  |  | 10000 | mg/l | [48 empty] | 1.22 | l/s | [48 empty] | 10 | pH | 6 | pH | [18 empty] | 250 | mg/l | [8 empty] | 2000 | mg/l | [6 empty] | 43 | °C | [8 empty] | 30 | m³/d | 1250 | mg/l
FRAMLINGHAM STW | S01FRAMDOEKA1 | Direction | Live | No | ADU 11 | Ernest Doe Power | Broadwater Road | Framlingham | Woodbridge | Suffolk |  | IP13 9LL | 01/08/2009 | Wastewaters arising from the external washing of plant and vehicles | Ernest Doe & Sons Limited | Ulting | Maldon | Essex |  |  | CM9 6QH | at a point after the interceptor and prior to discharging to the public foul sewer | Broadwater Road, Framlingham | TM2848062070 | TM2839062140 | [54 empty] | 2000 | mg/l | [54 empty] | 1 | m³/hr | [36 empty] | 250 | mg/l | [10 empty] | 11 | pH | 6 | pH | [18 empty] | 1000 | mg/l | [8 empty] | 1000 | mg/l | [6 empty] | 45 | °C | [8 empty] | 1 | m³/d
FRAMLINGHAM STW | S01FRAMPOTKA1 | Direction | Live | No | ADV 40 | John Grose Group Limited | Station Road | Framlingham | Suffolk |  |  | IP13 9EE | 01/11/2010 | Wastewater, after passage via an interceptor, from the external washing of vehicles only. | John Grose Group Limited | Whapload Road | Lowestoft | Suffolk |  |  | NR32 1NN | at a point after the interceptor and prior to discharge into the public foul sewer | at Station Road, Framlingham | TM2849062860 | TM2849062860 | [54 empty] | 2000 | mg/l | [54 empty] | 1 | l/s | [36 empty] | 250 | mg/l | [10 empty] | 11 | pH | 6 | pH | [18 empty] | 1000 | mg/l | [8 empty] | 1000 | mg/l | [6 empty] | 45 | °C | [8 empty] | 15 | m³/d
FRAMLINGHAM STW | S01FRAMEOEKA1 | Consent | Live | No | TECO-0023-2021 | East of England Co-operative Society Ltd | Filling Station | Station Road | Framlingham | Suffolk |  | IP13 9EE | 11/02/2021 | Used water, after passage via an interceptor, from the external washing of vehicles only. | East of England Co-operative Society Ltd | Wherstead Park | The Street | Wherstead | Suffolk |  | IP9 2BJ | 'FMH 3' immediately following the 3 stage interceptor and prior to the public foul sewer | Station Road, Framlingham | TM2852062866 | TM2849562918 | [54 empty] | 2500 | mg/l | [54 empty] | 0.3 | l/s | [48 empty] | 11 | pH | 6 | pH | [18 empty] | 1000 | mg/l | [16 empty] | 43 | °C | [8 empty] | 5 | m³/d
FRAMPTON STW | S01BRYLAINKA | Direction | Live | No | ADY 309 | Brylaine Travel Limited | 291 London Road | Boston | Lincolnshire |  |  | PE21 8HZ | 01/03/2014 | Used water, after passage through an interceptor, from the external washing of fleet vehicles using an overhead brushwash. | Brylaine Travel Limited | The Old Vicarage | Church Close | Boston, Lincolnshire |  |  | PE21 6NA | at a point after the inceceptor, prior to discharging to the public foul sewer | at rear of properties, 297-319 London Road, Boston | TF3144041210 | TF3144074110 | [54 empty] | 2500 | mg/l | [54 empty] | 1 | m³/hr | [36 empty] | 250 | mg/l | [10 empty] | 11 | pH | 6 | pH | [18 empty] | 1000 | mg/l | [8 empty] | 1000 | mg/l | [6 empty] | 45 | °C | [8 empty] | 6 | m³/d
FRAMPTON STW | S01PARKSIDKA | Direction | Live | No | ADT 126 | Martin Duckworth Limited | 101 London Road | Kirton | Boston | Lincolnshire |  | PE20 1JH | 01/10/2008 | Waste waters from the jet washing of vehicles, after passing through an interceptor. | Martin Duckworth Limited | Racecourse Garage | Willingham Road | Market Rasen | Lincolnshire |  | LN8 3RE | at a point prior to discharging to the public foul sewer | London Road, Kirton | TF3708029080 | TF3708029080 | [54 empty] | 2000 | mg/l | [54 empty] | 1 | m³/hr | [36 empty] | 250 | mg/l | [10 empty] | 10 | pH | 6 | pH | [18 empty] | 1000 | mg/l | [8 empty] | 1000 | mg/l | [6 empty] | 45 | °C | [8 empty] | 2 | m³/d
FRAMPTON STW | S01CHAINBLKA | Direction | Live | No | TEDI-0065-2022 | Willoughby Foods Limited | Chain Bridge Road | Wyberton, Boston | Lincolnshire |  |  | PE21 7LE | 23/10/2023 | Used water from the preparation of food for school dinners and washing of equipment & utensils. | Willoughby Foods Limited | Willoughby Farm | Frampton Fen | Boston | Lincolnshire |  | PE20 1SF | a point prior to discharging to the public foul sewer | Chain Bridge Road, Boston | TF3082643214 | TF3081143177 | [54 empty] | 4000 | mg/l |  |  |  |  | 2000 | mg/l | [48 empty] | 0.3 | l/s | [36 empty] | 250 | mg/l | [10 empty] | 10 | pH | 6 | pH | [18 empty] | 1000 | mg/l | [8 empty] | 1000 | mg/l | [6 empty] | 43 | °C | [8 empty] | 5 | m³/d
FRAMPTON STW | S01FRAMKIAKA1 | Consent | Live | No | TECO-0034-2025 | Wilson & Co (Kia) Ltd T/A Drayton Motors | The Quadrant, Wallace Way | Boston |  |  |  | PE21 7HW | 13/03/2025 | Used water, after passage via an interceptor, from the external washing of vehicles only. | WCO Properties Limited | C/O Wilson & Co Hewitts Avenue | Humberston, | Grimsby | United Kingdom |  | DN36 4SE | the interceptor prior to discharge to the public foul sewer | Manhole 8503, The Quadrant, Wallace Way, Boston, PE21 7HW | TF3186441552 | TF3188641472 | [54 empty] | 2500 | mg/l | [54 empty] | 1 | l/s | [48 empty] | 11 | pH | 6 | pH | [18 empty] | 1000 | mg/l | [16 empty] | 43 | °C | [8 empty] | 2.03 | m³/d
FRAMPTON STW | S01FRAMCARKA1 | Consent | Live | No | TECO-0093-2025 | Enterprise Rent-A-Car | Scott Drive | Wyberton, Boston |  |  |  | PE21 7NH | 14/05/2025 | Used water, after passage via an interceptor, from the external washing of vehicles only. | Enterprise Rent-A-Car UK Limited | Enterprise House | Vicarage Road, Egham | England |  |  | TW20 9FB | the manhole after the silt trap | Scott Drive, Wyberton, Boston, PE21 7NH, MH 2700 | TF3232641656 | TF3229041708 | [54 empty] | 2500 | mg/l | [54 empty] | 0.125 | l/s | [48 empty] | 11 | pH | 6 | pH | [18 empty] | 1000 | mg/l | [16 empty] | 43 | °C | [8 empty] | 1.58 | m³/d
FRAMPTON STW | S01WEDIABRKA1 | Consent | Live | No | TECO-0049-2026 | Hand Car Wash | Tesco Store | New Hammond Beck Road | Wyberton Fen | Boston | Lincolnshire | PE21 7JD | 19/03/2026 | Used waters arising from the washing of vehicles by hand following a silt trap and a two stage interceptor pit. | Wedi Abrham Car Wash Limited | 41 Drews Lane | Birmingham |  |  |  | B8 2QE | the manhole in the car park, after settlement via a silt trap and two stage interceptor, prior to discharge to the public foul sewer | Westbridge Road, Boston, PE21 7JD, PS Boston Westbridge Road SP | TF3025743285 | TF3020643194 | [54 empty] | 2500 | mg/l | [54 empty] | 0.5 | l/s | [48 empty] | 11 | pH | 6 | pH | [18 empty] | 1000 | mg/l | [16 empty] | 43 | °C | [8 empty] | 5 | m³/d
GLEMSFORD STW | S01GLEMGCBKA1 | Consent | Live | No | TECO-0127-2022 | GCB Cocoa UK Ltd | Lower Road | Glemsford | Sudbury | Suffolk |  | CO10 7QR | 15/09/2022 | Used water arising from the manufacture of cocoa products and chocolate, after passage through an effluent treatment plant. | GCB Cocoa UK Ltd | Lower Road | Glemsford | Sudbury | Suffolk |  | CO10 7QR | a point after treatment and prior to entering the site pumping station | manhole 9901 at Skates Hill | TL8359246415 | TL8297946942 | [24 empty] | 50 | mg/l | [28 empty] | 400 | mg/l | [54 empty] | 4.7 | l/s |  |  |  |  | 10 | mg/l | [10 empty] | 1 | mg/l | [18 empty] | 250 | mg/l | [10 empty] | 10 | pH | 6 | pH | [8 empty] | 15 | mg/l | [8 empty] | 250 | mg/l | [8 empty] | 1000 | mg/l | [6 empty] | 43 | °C | [8 empty] | 61 | m³/d | [14 empty] | 1.5 | mg/l
GLENTWORTH STW | S01MILLHAVKA1 | Consent | Live | No | ACZ 597 | Millhaven Canine Rehabilitation | 11 Church Street | Glentworth | Lincolnshire |  |  | DN21 5DG | 21/11/2016 | Used water from the filter backwash process and periodic drain-down of swimming pool contents. | Ms Harriet Currie & Mr Richard Arnold - T/A Millhaven Canine Rehabilitation | 11 Church Sttreet | Glentworth | Lincolnshire |  |  | DN21 5DG | at the manhole outside the pool | at Church Street, Glentworth | SK9451787921 | SK9455287930 | [54 empty] | 1000 | mg/l | [10 empty] | 5 | mg/l | [42 empty] | 2.5 | l/s | [48 empty] | 11 | pH | 6 | pH | [18 empty] | 1000 | mg/l | [16 empty] | 45 | °C | [8 empty] | 1 | m³/d
GOSBERTON STW | S01GOSPRINKA1 | Consent | Live | No | ACZ 728 | Princebuild Ltd | 84 High Street | Gosberton | Lincolnshire |  |  | PE11 4NA | 05/09/2017 | Used water after passage via an interceptor, from the external washing of vehicles using a jet wash facility. | Princebuild Limited | Empson Road | Peterborough | Cambridgeshire |  |  | PE1 5UP | at manhole 7902, High Street, Gosberton | at a point after the interceptor | TF2370831890 | TF2372431924 | [54 empty] | 2500 | mg/l | [54 empty] | 1 | l/s | [48 empty] | 11 | pH | 6 | pH | [18 empty] | 1000 | mg/l | [16 empty] | 45 | °C | [8 empty] | 1 | m³/d
GOSBERTON STW | S01GOSGRANKA1 | Consent | Live | No | TECO-0086-2021 | Grange Farm Butchery Limited | 43, High Street, | Gosberton, | Spalding | Lincolnshire |  | PE11 4NW | 26/04/2021 | Used water from ham cooker, washing of equipment/utensils plus bench and floor cleaning. | Grange Farm Butchery Limited | 1 - 4, London Road, | Spalding | Lincolnshire |  |  | PE11 2TA | a point after fat trap | Manhole 1501, High Street, Gosberton | TF2416631565 | TF2415731556 | [54 empty] | 8000 | mg/l | [54 empty] | 1 | l/s | [36 empty] | 250 | mg/l | [10 empty] | 10 | pH | 6 | pH | [18 empty] | 1000 | mg/l | [16 empty] | 43 | °C | [8 empty] | 1 | m³/d
GREAT BILLING STW | S01JOHNLEWKA | Consent | Live | No | ACS 154 | John Lewis PLC | Unit 2 Mercury Drive | Brackmills | Northampton |  |  | NN4 7PN | 07/01/2008 | Wastewater from the external washing of trucks. | John Lewis PLC | 171 Victoria Street | London |  |  |  | SW1E 5NN | at a point, free of domestic sewage, prior to discharge into the public foul sewer | at Mercury Drive | SP7718058980 | SP7708058900 | [54 empty] | 2000 | mg/l | [54 empty] | 0.5 | m³/hr | [36 empty] | 250 | mg/l | [10 empty] | 11 | pH | 6 | pH | [18 empty] | 1000 | mg/l | [8 empty] | 1000 | mg/l | [6 empty] | 45 | °C | [8 empty] | 2 | m³/d
GREAT BILLING STW | S01ROYALMAKAS | Consent | Live | No | ACU 173 | South Midlands Mail Centre | Cob Drive | Swan Valley | Northampton | Northamptonshire |  | NN4 9BA | 16/12/2009 | Wastewaters arising only from the external washing of vehicles | Royal Mail Group Limited | 100 Victoria Embankment | London |  |  |  | WC4Y 0HQ | at the outlet from the wash bay, prior to discharging to the public foul sewer | at Cob Drive, Northampton | SP7142057900 | SP7177058060 | [54 empty] | 2000 | mg/l | [54 empty] | 0.5 | m³/hr | [36 empty] | 250 | mg/l | [10 empty] | 11 | pH | 6 | pH | [18 empty] | 1000 | mg/l | [8 empty] | 1000 | mg/l | [6 empty] | 45 | °C | [8 empty] | 1 | m³/d
GREAT BILLING STW | S01STANDREKA1 | Consent | Live | No | ACV 109 | St Andrews Healthcare | William Wake House (Swimming Pool) | Billing Road | Northampton | Northamptonshire |  | NN1 5DG | 16/07/2010 | Wastwaters arising from the backwashing of swimming pool filter system, and from the intermitent draindown of the pool. | St Andrews Healthcare Limited | Billing Road | Northampton | Northamptonshire |  |  | NN1 5DG | at a point prior to discharging to the public foul sewer | at Cliftonville Road, Northampton | SP7700060490 | SP7683060480 | [54 empty] | 1000 | mg/l | [10 empty] | 5 | mg/l | [42 empty] | 5 | l/s | [36 empty] | 200 | mg/l | [10 empty] | 10 | pH | 6 | pH | [18 empty] | 500 | mg/l | [8 empty] | 1000 | mg/l | [6 empty] | 45 | °C | [8 empty] | 6 | m³/d
GREAT BILLING STW | S01STANDREKA2 | Consent | Live | No | ACV 110 | St Andrews Healthcare | St Andrews Hospital Pool | Billing Road | Northampton | Northamptonshire |  | NN1 5DG | 16/07/2010 | Wastwaters arising from the backwashing of swimming pool filter system, and from the intermitent draindown of the pool. | St Andrews Healthcare Limited | Billing Road | Northampton | Northamptonshire |  |  | NN1 5DG | at a point prior to discharging to the public foul sewer | at Billing Road, Northampton | SP7695060610 | SP7695060650 | [54 empty] | 1000 | mg/l | [10 empty] | 5 | mg/l | [42 empty] | 5 | l/s | [36 empty] | 200 | mg/l | [10 empty] | 10 | pH | 6 | pH | [18 empty] | 500 | mg/l | [8 empty] | 1000 | mg/l | [6 empty] | 45 | °C | [8 empty] | 6 | m³/d
GREAT BILLING STW | S01BGARDENKA | Consent | Live | No | ACX 223 | Billing Garden Village | The Causeway | Northampton | Northamptonshire |  |  | NN3 9EX | 02/04/2013 | Wastewaters arising from the external washing of vehicles | A J Mackaness Limited | Billing House | The Causeway | Northampton | Northamptonshire |  | NN3 9EX | at a point prior to discharging to the public foul sewer | at The Causeway, Northampton | SP8145061250 | SP8144061380 | [54 empty] | 2500 | mg/l | [54 empty] | 0.5 | l/s | [36 empty] | 250 | mg/l | [10 empty] | 11 | pH | 6 | pH | [18 empty] | 1000 | mg/l | [8 empty] | 1000 | mg/l | [6 empty] | 45 | °C | [8 empty] | 0.5 | m³/d
GREAT BILLING STW | S01GUYSALMKA | Consent | Live | No | ACX 189 | Guy Salmon Jaguar Northampton | Jaguar House | Kettering Road | Northampton |  |  | NN1 4AJ | 31/01/2013 | Wastewater from the external washing of vehicles only | Sytner Limited | 2 Penman Way | Grove Park | Leicester | Leicestershire |  | LE19 1ST | at wash bay, prior to discharging to the public foul sewer | ar Kettering Road, Northampton | SP7608060880 | SP7609060940 | [54 empty] | 2500 | mg/l | [54 empty] | 1 | m³/hr | [36 empty] | 250 | mg/l | [10 empty] | 11 | pH | 6 | pH | [18 empty] | 1000 | mg/l | [8 empty] | 1000 | mg/l | [6 empty] | 45 | °C | [8 empty] | 5 | m³/d
GREAT BILLING STW | S01TENNANTKA | Consent | Live | No | ACX 175 | Tennant UK | Gladstone Road | Northampton | Northamptonshire |  |  | NN5 7RX | 08/01/2013 | Washwaters arising from the cleaning plant hire equipment | Tennant UK Cleaning Solutions Limited | Castle Laurie Works | Bankside | Banisford | Falkirk, Scotland |  | FK2 7XE | at wash bay foul sewer outlet, prior to discharging to the public foul sewer | at Gladstone Road, Northampton | SP7428062140 | SP7431062130 | [54 empty] | 2500 | mg/l | [54 empty] | 0.3 | l/s | [36 empty] | 250 | mg/l | [10 empty] | 11 | pH | 6 | pH | [18 empty] | 1000 | mg/l | [8 empty] | 1000 | mg/l | [6 empty] | 45 | °C | [8 empty] | 1 | m³/d
GREAT BILLING STW | S01SPEEDYAKA | Consent | Live | No | ACW 159 | Speedy Asset Services Ltd | Unit 1C | Mansard Close | Westgate Industrial Estate | Northampton | Northamptonshire | NN5 5DL | 21/03/2012 | Wastewater generated during jet washing of hire plant & machinery. | Speedy Asset Services Limited | Chase House | 16 The Parks | Newton-Le-Meadows | Merseyside |  | WA12 0JQ | adjacent to washbay after interceptor pit, prior to discharge to the public foul sewer | at Mansard Close, Northampton | SP7310060640 | SP7303060760 | [54 empty] | 2500 | mg/l | [54 empty] | 0.5 | m³/hr | [36 empty] | 250 | mg/l | [10 empty] | 11 | pH | 6 | pH | [18 empty] | 1000 | mg/l | [8 empty] | 1000 | mg/l | [6 empty] | 45 | °C | [8 empty] | 1 | m³/d
GREAT BILLING STW | S01WREFORDKA | Consent | Live | No | ACV 166 | S. W. Wreford Warehousing Co Ltd | Edgar Mobbs Way | Sixfields | Northampton |  |  | NN5 5JR | 25/10/2010 | Wastewater from the external washing of vehicles only. | S W Wreford (Warehousing) Company Limtied | Ransom Road | Far Cotton | Northampton | Northamptonshire |  | NN4 8AD | at a point prior to discharge to the public foul sewer | at Edgar Mobbs Way, Northamtpon | SP7394060250 | SP7405060190 | [54 empty] | 2500 | mg/l | [54 empty] | 1 | m³/hr | [36 empty] | 250 | mg/l | [10 empty] | 11 | pH | 6 | pH | [18 empty] | 1000 | mg/l | [8 empty] | 1000 | mg/l | [6 empty] | 45 | °C | [8 empty] | 5 | m³/d
GREAT BILLING STW | S01HAWKINSKA | Consent | Live | No | ACW 122 | R J Hawkins Limited | 19 Elm Grove | Wootton | Northampton | Northamptonshire |  | NN4 6FB | 07/12/2011 | Wastewaters arising from the external washing of vehicles | R J Hawkins Limited | 19 Elm Grove | Wootton | Northampton | Northamptonshire |  | NN4 6FB | at the discharge from the hard standing washbay and prior to discharge to the foul sewer | at Elm Grove, Wootton, Northampton | SP7709056680 | SP7709056680 | [54 empty] | 2500 | mg/l | [54 empty] | 1 | l/s | [36 empty] | 250 | mg/l | [10 empty] | 11 | pH | 6 | pH | [18 empty] | 1000 | mg/l | [8 empty] | 1000 | mg/l | [6 empty] | 45 | °C | [8 empty] | 1 | m³/d
GREAT BILLING STW | S01COULIONKA | Consent | Live | No | ACW 105 | Country Lion (Northampton) Limited | John Bull House, Oxwich Close | Brackmills Industrial Estate | Northampton |  |  | NN4 7BH | 25/10/2011 | Wastewater arising from the external cleaning of vehicles only. | Country Lion (Northampton) Limited | John Bull House, Oxwich Close | Brackmills Industrial Estate | Northampton |  |  | NN4 7BH | at foul sewer adjacent to the vehicle wash, prior to discharge to the public foul sewer. | at Oxwich Close, Brackmills, Northampton | SP7734058360 | SP7741058410 | [54 empty] | 2500 | mg/l | [54 empty] | 0.5 | m³/hr | [36 empty] | 250 | mg/l | [10 empty] | 11 | pH | 6 | pH | [18 empty] | 1000 | mg/l | [8 empty] | 1000 | mg/l | [6 empty] | 45 | °C | [8 empty] | 1 | m³/d
GREAT BILLING STW | S01ALLENFOKAX | Consent | Live | No | ACV 162 | Allen Renault Nissan | 1 Fortune Close | Riverside Retail Park | Northampton |  |  | NN3 9HZ | 15/10/2010 | Wastewater from the external washing of vehicles only. | Allen Ford (UK) Limited | 381 Harlestone Road | Hopping Hill | New Duston | Northampton |  | NN5 6PD | at a point adjacent to the washbay, prior to discharge to the public foul sewer | at Fortune Close, Northampton | SP7938060880 | SP7944060900 | [54 empty] | 2500 | mg/l | [54 empty] | 1 | m³/hr | [36 empty] | 250 | mg/l | [10 empty] | 11 | pH | 6 | pH | [18 empty] | 1000 | mg/l | [8 empty] | 1000 | mg/l | [6 empty] | 45 | °C | [8 empty] | 5 | m³/d
GREAT BILLING STW | S01VIRGIN KA | Consent | Live | No | ACV 174 | Virgin Active (UK) Limited | Riverside Park | Northampton | Northamptonshire |  |  | NN3 9HX | 05/11/2010 | Wastewaters arising from swimming pool filter backwash processes, and from the periodic drain down of the pool contents | Virgin Active (UK) Limited | Active House | 21 Northfourth Street | Milton Keynes | Buckinghamshire |  | MK9 1HL | at a point prior to discharging to the public foul sewer | at Museum Way, Northampton | SP7967061010 | SP7961060940 | [54 empty] | 1000 | mg/l | [10 empty] | 5 | mg/l | [42 empty] | 8.68 | l/s | [36 empty] | 250 | mg/l | [10 empty] | 10 | pH | 6 | pH | [18 empty] | 1000 | mg/l | [8 empty] | 1000 | mg/l | [6 empty] | 45 | °C | [8 empty] | 30 | m³/d
GREAT BILLING STW | S01MOTOFIXKA | Consent | Live | No | ACT 64 | Motofix (Northampton) Limited | Spencer Bridgeworks | Gladstone Road | Northampton |  |  | NN5 7EQ | 20/08/2008 | Waste waters generated during the external washing of vehicles, after passage through an interceptor | Motofix (Northampton) Limited | 2 Albany Court | Albany Park | Camberley | Surrey |  | GU16 7PP | at a point prior to discharging to the public foul sewer | Gladstone Road, Northampton | SP7450061460 | SP7446061480 | [54 empty] | 2000 | mg/l | [54 empty] | 1 | m³/hr | [36 empty] | 300 | mg/l | [10 empty] | 11 | pH | 6 | pH | [18 empty] | 1000 | mg/l | [8 empty] | 1000 | mg/l | [6 empty] | 45 | °C | [8 empty] | 1 | m³/d
GREAT BILLING STW | S01ROYALMAKAN | Consent | Live | No | ACT 144 | Royal Mail | Northampton Delivery Office (1373) | Talon House | Jackdaw Close | Crow Lane Industrial Estate | Northampton | NN3 9UB | 28/01/2009 | Wastewaters from the external washing of vehicles | Royal Mail Group Limited | 148 Old Street | London |  |  |  | EC1V 9HQ | at a point after the interceptor and prior to discharging to the public foul sewer | in Crow Lane, Northampton | SP8114061670 | SP8116061660 | [54 empty] | 2000 | mg/l | [54 empty] | 0.5 | m³/hr | [36 empty] | 250 | mg/l | [10 empty] | 11 | pH | 6 | pH | [18 empty] | 1000 | mg/l | [8 empty] | 1000 | mg/l | [6 empty] | 45 | °C | [8 empty] | 1 | m³/d
GREAT BILLING STW | S01RENAULTKA | Consent | Live | No | ACY 223 | Renault Trucks Northampton | Weedon Road | Kislingbury | Northampton |  |  | NN7 4AW | 25/03/2014 | Used waters from the external washing of trucks. | Renault Truck Commericials Limited | Porz Avenue | Houghton Hall Business Park | Dunstable | Bedfordshire |  | LU5 5FT | at wash bay, foul sewer | at public foul sewer, south west of the building | SP7006260151 | SP6094760063 | [54 empty] | 2500 | mg/l | [54 empty] | 1 | l/s | [36 empty] | 250 | mg/l | [10 empty] | 11 | pH | 6 | pH | [18 empty] | 1000 | mg/l | [8 empty] | 1000 | mg/l | [6 empty] | 45 | °C | [8 empty] | 0.5 | m³/d
GREAT BILLING STW | S01MORRISOKAV | Consent | Live | No | ACV 120 | Wm Morrison - Petrol Filling Station | 26 Victoria Promenade | Northampton |  |  |  | NN1 1HB | 17/08/2010 | Wastewater from the external washing of vehicles only. | Wm Morrison Supermarket PLC | Hilmore House | Gain Lane | Bradford | West Yorkshire |  | BD3 7DL | at a point adjacent to the vehicle wash, prior to discharging to the public foul sewer. | Victoria Promenade, Northampton | SP7572060040 | SP7568060050 | [54 empty] | 2000 | mg/l | [54 empty] | 1 | m³/hr | [36 empty] | 250 | mg/l | [10 empty] | 11 | pH | 6 | pH | [18 empty] | 1000 | mg/l | [8 empty] | 1000 | mg/l | [6 empty] | 45 | °C | [8 empty] | 10 | m³/d
GREAT BILLING STW | S01PHIPPSBKA | Consent | Live | No | ACY 196 | Phipps Northampton Brewing Company Limited | 54 Kingswell Street | Northampton | Northamptonshire |  |  | NN1 1PR | 07/02/2014 | Used water arising from the cleaning & sterilising brewery equipment. | Phipps Northampton Brewing Company Limited | 54 Kingswell Street | Northampton | Northamptonshire |  |  | NN1 1PR | at foul sewer, after settlement pit, prior to discharging to the public foul sewer | at Kingswell Street, Northampton | SP7536160208 | SP7538336019 | [54 empty] | 10000 | mg/l | [54 empty] | 1 | l/s | [36 empty] | 250 | mg/l | [10 empty] | 10 | pH | 6 | pH | [18 empty] | 1000 | mg/l | [8 empty] | 1000 | mg/l | [6 empty] | 45 | °C | [8 empty] | 1 | m³/d
GREAT BILLING STW | S01MOUNTBAKA | Consent | Live | No | ACY 128 | Northampton Leisure Trust | Mounts Bath Leisure Centre | Upper Mounts | Northampton | Northants |  | NN1 3DN | 14/10/2013 | Used waters arising from the swimming pool filter backwash process and the periodic drain down of the pool contents | Unity Leisure | Unity House | 78 Robert Street | Northampton | Northamptonshire |  | NN1 3BJ | at the discharge into the Mounts Bath foul sewer | in Upper Mounts, Northampton | SP7567060930 | SP7566060900 | [54 empty] | 1000 | mg/l | [10 empty] | 5 | mg/l | [42 empty] | 15 | l/s | [36 empty] | 250 | mg/l | [10 empty] | 10 | pH | 6 | pH | [18 empty] | 1000 | mg/l | [8 empty] | 1000 | mg/l | [6 empty] | 45 | °C | [8 empty] | 20 | m³/d
GREAT BILLING STW | S01DANESCAKA | Consent | Live | No | ACY 127 | Northampton Leisure Trust | Danes Camp Leisure Centre | Clannel Road | East Hunsbury | Northampton |  | NN4 0RX | 14/10/2013 | Used waters arising from the swimming pool filter backwash process and the periodic drain down of the pool contents | Unity Leisure | Unity House | 78 Robert Street | Northampton | Northamptonshire |  | NN1 3BJ | at the discharge into the Danes Camp foul sewer | in Clannel Road, Northampton | SP7457057870 | SP7452057890 | [54 empty] | 1000 | mg/l | [10 empty] | 5 | mg/l | [42 empty] | 15 | l/s | [36 empty] | 250 | mg/l | [10 empty] | 10 | pH | 6 | pH | [18 empty] | 1000 | mg/l | [8 empty] | 1000 | mg/l | [6 empty] | 45 | °C | [8 empty] | 13 | m³/d
GREAT BILLING STW | S01INANDOUKA1 | Consent | Live | No | ACS 75 | In 'n' Out Services | Towcester Road | Northampton |  |  |  | NN1 1BQ | 17/09/2007 | Wastewater, after passage via an interceptor, from the washing of vehicles. | In 'n' Out Services Limited | Devonshire House | 60 Goswell Road | London |  |  | EC1M 7AD | at a point after the washdown area and prior to discharge into the public foul sewer | at Towcester Road | SP7500059610 | SP7500059610 | [54 empty] | 2000 | mg/l | [54 empty] | 1 | l/s | [36 empty] | 300 | mg/l | [10 empty] | 11 | pH | 6 | pH | [18 empty] | 1000 | mg/l | [8 empty] | 1000 | mg/l | [6 empty] | 45 | °C | [8 empty] | 0.5 | m³/d
GREAT BILLING STW | S01CEMEXUKKAR | Consent | Live | No | ACU 215 | CEMEX UK Materials Limited | Ransome Road | Northampton | Northamptonshire |  |  | NN4 8AA | 10/03/2010 | Wastewaters arising from the operations of a concrete batching plant plus contaminated surface water run-off after settlement | CEMEX UK Materials Limited | CEMEX House | Coldharbour Lane | Thorpe | Egham | Surrey | TW20 8TD | at the point of discharge from the site settlement tank prior to discharging to the public foul sewer | Ransome Road, Northampton | SP7570059390 | SP7571059440 | [54 empty] | 500 | mg/l | [54 empty] | 5 | l/s | [36 empty] | 100 | mg/l | [10 empty] | 12 | pH | 6 | pH | [18 empty] | 500 | mg/l | [8 empty] | 1000 | mg/l | [6 empty] | 45 | °C | [8 empty] | 10 | m³/d
GREAT BILLING STW | S01UNITEDCKA | Consent | Live | No | ACY 20 | Stagecoach Midlands | Northampton Depot | Unit 7/8, Main Road | Far Cotton | Northampton, Northamptonshire |  | NN4 8ES | 07/05/2013 | Wastewaters arising from the external washing of vehicles only. | Stagecoach (South) Limited | c/o Stagecoach Services Limited | Daw Bank | Stockport | Cheshire |  | SK3 0DU | at foul sewer Discharge from wash bay, prior to discharge to the public foul sewer | at Main Road, Northampton | SP7550059500 | SP7547059500 | [54 empty] | 2500 | mg/l | [54 empty] | 0.8 | l/s | [36 empty] | 250 | mg/l | [10 empty] | 11 | pH | 6 | pH | [18 empty] | 1000 | mg/l | [8 empty] | 1000 | mg/l | [6 empty] | 45 | °C | [8 empty] | 6 | m³/d
GREAT BILLING STW | S01AMEYROTKA1 | Consent | Live | No | ACZ 551 | Amey LG Limited | Rothersthorpe Depot | M1 Motorway Junction 15A | Northants |  |  | NN4 9QS | 24/08/2016 | Used waters arising from the external washing of vehicles, including those used for gritting purposes. | Amey LG Limited | The Sherard Building | Edmund Halley Road | Oxford |  |  | OX4 4DQ | at a suitable point prior to discharge to the public foul sewer | at foul sewer serving motorway depot | SP7214053700 | SP7223057500 | [54 empty] | 2500 | mg/l | [54 empty] | 0.5 | l/s | [48 empty] | 11 | pH | 6 | pH | [18 empty] | 1000 | mg/l | [16 empty] | 45 | °C | [8 empty] | 3 | m³/d
GREAT BILLING STW | S01GRANGEFKA | Consent | Live | No | ACR 19 | Grange Farm Service Station | A508 Southbound | London Road | Collingtree | Northampton |  | NN4 0LY | 24/04/2006 | Wastewater from a vehicle wash. | The Occupier | Grange Farm Service Station | A508 Southbound | London Road | Collingtree | Northampton | NN4 0LY | at a point prior to discharge into the public foul sewer | at London Road | SP7586055630 | SP7583056090 | [54 empty] | 2000 | mg/l | [54 empty] | 1 | m³/hr | [36 empty] | 250 | mg/l | [10 empty] | 11 | pH | 6 | pH | [18 empty] | 1000 | mg/l | [8 empty] | 1000 | mg/l | [6 empty] | 45 | °C | [8 empty] | 5 | m³/d
GREAT BILLING STW | S01SIEMENSKA | Consent | Live | No | ACQ 220 | Siemens Transportation | Kings Heath Depot | Heathfield Way | Northampton | Northamptonshire |  | NN5 7QP | 14/06/2006 | Wastewater from the washing of trains. | Siemens PLC | Siemens House | Oldbury | Bracknell | Berkshire |  | RG12 8FZ | at a point prior to discharge into the public sewer | at Heathfield Way, Northampton | SP7435062300 | SP7435062300 | [54 empty] | 2000 | mg/l | [54 empty] | 8 | l/s | [36 empty] | 300 | mg/l | [10 empty] | 11 | pH | 6 | pH | [18 empty] | 500 | mg/l | [8 empty] | 1000 | mg/l | [6 empty] | 45 | °C | [8 empty] | 20 | m³/d
GREAT BILLING STW | S01ALLENFOKAR | Consent | Live | No | ACR 127 | Allen Ford (UK) Limited | Riverside Way | off Bedford Road | Northampton |  |  | NN1 5NX | 23/08/2006 | Wastewater from vehicle washing. | Allen Ford (UK) Limited | Harlestone Road | Hopping Hill | New Duston | Northampton |  | NN5 6PD | at a point prior to discharge into the public foul sewer | at Bedford Road | SP7667059980 | SP7667059980 | [54 empty] | 2000 | mg/l | [54 empty] | 1 | m³/hr | [36 empty] | 300 | mg/l | [10 empty] | 11 | pH | 6 | pH | [18 empty] | 1000 | mg/l | [8 empty] | 1000 | mg/l | [6 empty] | 45 | °C | [8 empty] | 5 | m³/d
GREAT BILLING STW | S01FGMHSERKA | Consent | Live | No | ACZ 86 | FGMH Services Ltd | 77 King Edward Road | Northampton |  |  |  | NN1 5LY | 06/08/2014 | Used waters arising from the laundering of industrial items. | FGMH Services Ltd | Penn House | Stony Stratford | Milton Keynes | Buckinghamshire |  | MK11 1BQ | at a suitable point, prior to discharge to the public foul sewer | at King Edward Road | SP7728961076 | SP7730061034 | [54 empty] | 2000 | mg/l | [54 empty] | 2 | l/s | [36 empty] | 100 | mg/l | [10 empty] | 11 | pH | 6 | pH | [18 empty] | 1000 | mg/l | [8 empty] | 1000 | mg/l | [6 empty] | 45 | °C | [8 empty] | 10 | m³/d
GREAT BILLING STW | S01EAGLEVSKA1 | Consent | Live | No | ACZ 581 | Eagle Valeting Services Ltd | 173 Bridge Street | Northampton |  |  |  | NN1 1QF | 10/10/2016 | Used water arising from vehicle washing. | Eagle Valeting Services Limited | 36 Billing Road | Office 2 | Northampton |  |  | NN1 5DQ | at a suitable point between the interceptor, prior to entry to the public foul sewer | at Cattlemarket Road, Northampton | SP7549859839 | SP7550159840 | [54 empty] | 2500 | mg/l | [54 empty] | 0.5 | l/s | [48 empty] | 11 | pH | 6 | pH | [18 empty] | 1000 | mg/l | [16 empty] | 45 | °C | [8 empty] | 5 | m³/d
GREAT BILLING STW | S01FREEFOAKA2 | Consent | Live | No | ACZ 290 | Freefoam Plastics (UK) Limited | 77-83 St James Mill Road | Northampton |  |  |  | NN5 5JP | 14/05/2015 | Used waters from cooling tower bleed off, and the jet washing of machine filters. | Freefoam Plastics (UK) Limited | 77-83 St James Mill Road | Northampton, Northamptonshire |  |  |  | NN5 5JP | at a suitable point, prior to discharge to the public foul sewer | at St James Mill Road | SP7464959982 | SP7462659912 | [54 empty] | 2000 | mg/l | [54 empty] | 1 | l/s | [48 empty] | 10 | pH | 6 | pH | [18 empty] | 1000 | mg/l | [16 empty] | 45 | °C | [8 empty] | 15 | m³/d
GREAT BILLING STW | S01BANWAITKA | Consent | Live | No | ACY 120 | Cleaning Wizards Limited | Unit 8 | Lyttleton Road | St James | Northampton |  | NN5 7ET | 27/09/2013 | Used waters arising from the washing of domestic refuse bins | Cleaning Wizards Limited | Isis Business Solutions | Venture Court | 2 Debdale Road | Wellingborough, Northants |  | NN8 5AA | at a point prior to discharging to the public foul sewer | in Lyttleton Road, Northampton | SP7425061230 | SP7427061240 | [54 empty] | 2000 | mg/l | [54 empty] | 1 | l/s | [36 empty] | 250 | mg/l | [10 empty] | 10 | pH | 6 | pH | [18 empty] | 1000 | mg/l | [8 empty] | 1000 | mg/l | [6 empty] | 45 | °C | [8 empty] | 0.3 | m³/d
GREAT BILLING STW | S011234001KA1 | Consent | Live | No | ACZ 440 | Daisy IT Services Limited | Technology House | Hunsbury Hill Avenue | Northampton |  |  | NN4 8QS | 18/03/2016 | Used water from air conditioning condensate. | Daisy IT Services Limited | Daisy House | Lindred Road Business Park | Nelson | Lancashire |  | BB9 5SR | at discharge pipe from air conditioning condensate | at Hunsbury Hill Avenue | SP7336759097 | SP7339159101 | [54 empty] | 2000 | mg/l | [54 empty] | 0.1 | l/s | [48 empty] | 10 | pH | 6 | pH | [18 empty] | 1000 | mg/l | [16 empty] | 45 | °C | [8 empty] | 0.1 | m³/d
GREAT BILLING STW | S01PINEHAMKAC | Consent | Live | No | ACZ 289 | Wincanton for Sainsbury's | Nectar Way | Pineham Park | Northampton |  |  | NN4 9BX | 08/05/2015 | Used waters from cooling tower bleed off. | Wincanton Holdings Limited | Wincanton PLC | Methuen Park | Chippenham | Wiltshire |  | SN14 0WT | at a suitable point prior to discharge to the public foul sewer | at Nectar Way, Northampton | SP7093095834 | SP7098085835 | [54 empty] | 2000 | mg/l | [54 empty] | 1 | l/s | [48 empty] | 10 | pH | 6 | pH | [18 empty] | 1000 | mg/l | [16 empty] | 45 | °C | [8 empty] | 4 | m³/d
GREAT BILLING STW | S01NORTHAMKA | Consent | Live | No | ACR 276 | Northampton High School | Newport Pagnell Road | Hardingstone | Northampton |  |  | NN4 6UU | 23/03/2007 | Wastewater from the backwashing of swimming pool water filter and periodic emptying of pool contents. | Northampton High School | Newport Pagnell Road | Hardingstone | Northampton |  |  | NN4 6UU | at the discharge from the backwashing process | at Newport Pagnell Road, Hardingstone | SP7623057420 | SP7623057420 | [54 empty] | 1000 | mg/l | [54 empty] | 10 | m³/hr | [36 empty] | 100 | mg/l | [10 empty] | 10 | pH | 6 | pH | [18 empty] | 500 | mg/l | [8 empty] | 1000 | mg/l | [6 empty] | 45 | °C | [8 empty] | 10 | m³/d
GREAT BILLING STW | S01UPTONWAKA | Direction | Live | No | ADV 359 | BP Express Shopping Ltd | Upton Way | Northampton | Northamptonshire |  |  | NN5 4EG | 01/03/2011 | Wastewater from the external washing of vehicles only. | BP Express Shopping Limited | Chertsey Road | Sunbury on Thames | Middlesex |  |  | TW16 7BP | at a point prior to discharge to the public foul sewer | at Upton Way, Northampton | SP7264060110 | SP7278060100 | [54 empty] | 2500 | mg/l | [54 empty] | 3 | m³/hr | [36 empty] | 250 | mg/l | [10 empty] | 11 | pH | 6 | pH | [18 empty] | 1000 | mg/l | [8 empty] | 1000 | mg/l | [6 empty] | 45 | °C | [8 empty] | 10 | m³/d
GREAT BILLING STW | S01YODELDNKA1 | Consent | Live | No | ACZ 740 | Yodel Delivery Network Ltd | 4 Mercury Drive | Brackmills Industrial Estate | Northampton |  |  | NN4 7PL | 17/10/2017 | Used water from the washing of vehicles. | Yodel Delivery Network Limited | 2nd Floor Atlantic Pavilion | Albert Dock | Liverpool |  |  | L3 4AE | at a suitable point prior to discharge to the public foul sewer | at a point off Mercury Drive, | SP7736658919 | SP7738958922 | [54 empty] | 2500 | mg/l | [54 empty] | 0.5 | l/s | [48 empty] | 11 | pH | 6 | pH | [18 empty] | 1000 | mg/l | [16 empty] | 45 | °C | [8 empty] | 2 | m³/d
GREAT BILLING STW | S01ROADLINKA | Direction | Live | No | ADT 122 | UPS Limited | Lower Farm Road | Moulton Park Industrial Estate | Northampton |  |  | NN3 1XF | 01/10/2008 | Wastewater from the washing of vehicles. | UPS Limited | UPS House | Forest Road | Feltham | Middlesex |  | TW13 7DY | at a point prior to discharge into public sewer | at Lower Farm Road, Northampton | SP7715032570 | SP7726065330 | [54 empty] | 2000 | mg/l | [54 empty] | 1 | m³/hr | [36 empty] | 250 | mg/l | [10 empty] | 11 | pH | 6 | pH | [18 empty] | 1000 | mg/l | [8 empty] | 1000 | mg/l | [6 empty] | 45 | °C | [8 empty] | 3 | m³/d
GREAT BILLING STW | S01HARBOROKA | Direction | Live | No | ADT 119 | Harborough Road Filling Station | Harborough Road | Northampton | Northants |  |  | NN2 8DW | 01/10/2008 | Wastewaters from vehicle washing after passgae through an interceptor | The Occupier | Harborough Road Filling Station | Harborough Road | Northampton | Northants |  | NN2 8DW | at a point prior to discharging to the public foul sewer | Harborough Road, Northampton | SP7509064200 | SP7508064190 | [54 empty] | 2000 | mg/l | [54 empty] | 4 | m³/hr | [36 empty] | 250 | mg/l | [10 empty] | 10 | pH | 6 | pH | [18 empty] | 1000 | mg/l | [8 empty] | 1000 | mg/l | [6 empty] | 45 | °C | [8 empty] | 20 | m³/d
GREAT BILLING STW | S01JEWSONNKA | Consent | Live | No | ACZ 449 | Jewson Limited | Heathfield Way | Northampton | Northamptonshire |  |  | NN5 7QP | 18/02/2016 | Used water from the washdown of tool hire equipment. | Jewson Limited | Saint - Gobain House | Binley Business Park | Coventry |  |  | CV3 2TT | at a suitable point, prior to discharge to the public foul sewer | at Heathfield Way, Northampton | SP7420162444 | SP7426962442 | [54 empty] | 2500 | mg/l | [54 empty] | 0.5 | l/s | [48 empty] | 11 | pH | 6 | pH | [18 empty] | 1000 | mg/l | [16 empty] | 45 | °C | [8 empty] | 2 | m³/d
GREAT BILLING STW | S01ESPORTAKAN | Direction | Live | No | ADY 356 | Virgin Active | 91 Windingbrook Lane | Collingtree Park | Northampton |  |  | NN4 0EB | 01/04/2014 | Used waters arising from the back flushing of swimming pool filters plus the periodic emptying of swimming pool contents. | Virgin Active Limited | Active House | 21 North Fourth Street | Milton Keynes | Buckinghamshire |  | MK9 1HL | at the point of discharge from the pool filter backwash holding tanks | at Windingbrook Lane, Northampton | SP7528056160 | SP7522056070 | [54 empty] | 1000 | mg/l | [10 empty] | 5 | mg/l | [42 empty] | 28 | l/s | [36 empty] | 100 | mg/l | [10 empty] | 10 | pH | 6 | pH | [18 empty] | 500 | mg/l | [8 empty] | 1000 | mg/l | [6 empty] | 45 | °C | [8 empty] | 12 | m³/d
GREAT BILLING STW | S01CARLSSVKA | Direction | Live | No | ADU 119 | Carlsberg UK Limited | Tithe Barn Way | Swan Valley | Northampton |  |  | NN4 9BA | 01/09/2009 | Wastewaters arising from the external cleaning of vehicles | Carlsberg UK Limited | 140 Bridge Street | Northampton | Northamptonshire |  |  | NN1 1PZ | at a point prior to discharging to the public foul sewer | Tithe Barn Way, Northampton | SP7180057820 | SP7669057900 | [54 empty] | 2000 | mg/l | [54 empty] | 0.5 | l/s | [36 empty] | 250 | mg/l | [10 empty] | 11 | pH | 6 | pH | [18 empty] | 1000 | mg/l | [8 empty] | 1000 | mg/l | [6 empty] | 45 | °C | [8 empty] | 0.3 | m³/d
GREAT BILLING STW | S01EEZECLEKA | Direction | Live | No | ADV 68 | Bubbles Launderette | 38 Semilong Road | Northampton | Northamptonshire |  |  | NN2 6BT | 01/09/2010 | Wastewater generated from washing of textiles in a launderette | Mr P Sansom | 12 Mountbatten Drive | Kettering | Northamptonshire |  |  | NN14 4TX | at a point prior to discharging to the public foul sewer | at Salisbury Street, Northampton | SP7516061560 | SP7515061570 | [54 empty] | 3000 | mg/l | [54 empty] | 1 | m³/hr | [36 empty] | 250 | mg/l | [10 empty] | 11 | pH | 6 | pH | [18 empty] | 1000 | mg/l | [8 empty] | 1000 | mg/l | [6 empty] | 45 | °C | [8 empty] | 5 | m³/d
GREAT BILLING STW | S01WBRIDGEKA | Direction | Live | No | ADV 69 | Westbridge Motors (N'pton) Limited | St James Road | Northampton | Northamptonshire |  |  | NN5 5HS | 01/09/2010 | Wastewater from the external washing of vehicles only. | Westbridge Motors (N'pton) Limited | St James Road | Northampton | Northamptonshire |  |  | NN5 5HS | at a point prior to discharging to the public foul sewer. | at St James Road, Northampton | SP7452060290 | SP7451060370 | [54 empty] | 2000 | mg/l | [54 empty] | 4 | m³/hr | [36 empty] | 250 | mg/l | [10 empty] | 11 | pH | 6 | pH | [18 empty] | 1000 | mg/l | [8 empty] | 1000 | mg/l | [6 empty] | 45 | °C | [8 empty] | 20 | m³/d
GREAT BILLING STW | S01CAMDENCKA | Direction | Live | No | ADU 154 | The Car Shop Megastore | Crow Lane Industrial Estate | Ravens Way | Great Billing | Northampton | Northants | NN3 9UD | 01/10/2009 | Wastewater from the external washing of vehicles only. | The Car Shop UK Limited | Gillbeck | Keswick Lane | Bardsley | Leeds | West Yorkshire | LS17 9AG | at the foul sewer adjacant to the wash bay | at Ravens Way, Gt Billing, Northampton | SP8119061820 | SP8126061800 | [54 empty] | 2000 | mg/l | [54 empty] | 1 | m³/hr | [36 empty] | 250 | mg/l | [10 empty] | 11 | pH | 6 | pH | [18 empty] | 1000 | mg/l | [8 empty] | 1000 | mg/l | [6 empty] | 45 | °C | [8 empty] | 3 | m³/d
GREAT BILLING STW | S01PREMIUMKA1 | Consent | Live | No | ACZ 629 | Premium Warehousing Limited | Minton Distribution Centre | Wellingborough Road | Sywell | Northampton |  | NN6 0BN | 19/12/2016 | Used water arising from the washing of motorcycles. | Premium Warehousing Limited | Minton Distribution Centre | Wellingborough Road | Sywell | Northampton |  | NN6 0BN | at a suitable point between the interceptor and the entry point into the public foul sewer. | at Wellingborough Road, Sywell | SP8281667506 | SP8257367492 | [54 empty] | 2500 | mg/l | [54 empty] | 0.5 | l/s | [48 empty] | 11 | pH | 6 | pH | [18 empty] | 1000 | mg/l | [16 empty] | 45 | °C | [8 empty] | 0.5 | m³/d
GREAT BILLING STW | S01MILLBROKA | Consent | Live | No | ACZ 213 | Millbrook Healthcare | Unit 9A, North Portway Close | Round Spinney | Northampton |  |  | NN3 8RQ | 24/02/2015 | Used waters from the laundering of cleaning of disability items. | Millbrook Industries Limited | Nutsey Lane | Calmore Industrial Estate | Totton | Southampton | Hampshire | SO40 3XJ | at discharge pipe from washing area | at North Portway Close | SP7968465177 | SP7967465198 | [54 empty] | 2000 | mg/l | [54 empty] | 1 | l/s | [48 empty] | 11 | pH | 6 | pH | [18 empty] | 1000 | mg/l | [16 empty] | 45 | °C | [8 empty] | 3 | m³/d
GREAT BILLING STW | S01CANNONSKA | Direction | Live | No | ADV 413 | Cannons Health Club | Sixfields | Northampton |  |  |  | NN5 5BG | 01/05/2011 | Wastewaters arising from swimming pool filter backwash operations, and from the occassional draining of the pool for maintenance reasons. | Nuffield Health | 40 - 44 Coombe Road | New Maulden | Surrey |  |  | KT3 4TB | at Nuffield Health filter backwash, prior to discharge to the public foul sewer. | at Weedon Road, Northampton | SP7250060400 | SP7250060400 | [54 empty] | 1000 | mg/l | [10 empty] | 5 | mg/l | [42 empty] | 5 | l/s | [36 empty] | 250 | mg/l | [10 empty] | 10 | pH | 6 | pH | [18 empty] | 500 | mg/l | [8 empty] | 1000 | mg/l | [6 empty] | 45 | °C | [8 empty] | 25 | m³/d
GREAT BILLING STW | S01CAPITALKA | Direction | Live | No | ADZ 154 | St James Launderette Ltd | 23 Spencer Bridge Road | Northampton |  |  |  | NN5 5HA | 01/12/2014 | Used water arising from the laundering of domestic items only. | St. James Launderette Limited | C/O 29-31 Finedon Road | Wellingborough | Northants |  |  | NN8 4AS | at a suitable point prior to entering the public foul sewer | at Spencer Bridge Road | SP7419160934 | SP7418260940 | [54 empty] | 2000 | mg/l | [54 empty] | 1 | l/s | [36 empty] | 100 | mg/l | [10 empty] | 11 | pH | 6 | pH | [18 empty] | 1000 | mg/l | [8 empty] | 1000 | mg/l | [6 empty] | 45 | °C | [8 empty] | 8 | m³/d
GREAT BILLING STW | S01COSWOCTKA | Direction | Live | No | ADU 491 | Cosworth Racing Limited | The Octagon, Factory 2 | 35 St.James Mill Road | Northampton |  |  | NN5 5RA | 01/04/2010 | Wastewater comprising cooling tower blowdown and twice yearly emptying of cooling tower sump tank. | Cosworth Racing Limited | 4 More London Riverside | London |  |  |  | SE1 2AU | at the cooling water outlet to the foul sewer | at St. James Mill Road | SP7427059800 | SP7429059860 | [54 empty] | 1000 | mg/l | [54 empty] | 1 | m³/hr | [36 empty] | 100 | mg/l | [10 empty] | 10 | pH | 6 | pH | [18 empty] | 200 | mg/l | [8 empty] | 1000 | mg/l | [6 empty] | 45 | °C | [8 empty] | 1 | m³/d
GREAT BILLING STW | S01TOTALKRKA | Direction | Live | No | ADZ 689 | Shell Moulton | Park View | Kettering Road | Moulton |  |  | NN3 7TP | 01/09/2016 | Used waters from the external washing vehicles only. | Hockenhull Garages Limited | White Sashes Main Street | Great Glen | Leicester |  |  | LE8 9GG | at a point prior to discharge to the public foul sewer | at Kettering Road, NGR SP79356634 | SP7932066360 | SP7932066360 | [54 empty] | 2500 | mg/l | [54 empty] | 0.5 | l/s | [48 empty] | 11 | pH | 6 | pH | [18 empty] | 1000 | mg/l | [16 empty] | 45 | °C | [8 empty] | 10 | m³/d
GREAT BILLING STW | S01WESTBRIKA | Direction | Live | No | ADV 169 | Northampton Borough Council | Environmental & Contract Services Dept | West Bridge Depot | 9 - 13 St James Mill Road | Northampton, Northants |  | NN5 5JD | 01/10/2010 | Wastewaters generated from the external washing of vehicles only, after passage through a three stage interceptor. | Northampton Borough Council | Cliftonville House | Bedford Road | Northampton, Northants |  |  | NN4 7NR | in the final chamber of the interceptor, prior to discharging to the public foul sewer | at St James Mill Road, Northampton | SP7430060290 | SP7432060270 | [54 empty] | 2000 | mg/l | [54 empty] | 1 | m³/hr | [36 empty] | 250 | mg/l | [10 empty] | 11 | pH | 6 | pH | [18 empty] | 1000 | mg/l | [8 empty] | 1000 | mg/l | [6 empty] | 45 | °C | [8 empty] | 5 | m³/d
GREAT BILLING STW | S01ANDUFFNKA | Direction | Live | No | ADX 385 | ARC Car Wash | Harleston Road | Northampton | Northamptonshire |  |  | NN5 7AB | 01/02/2013 | Wastewaters arising from the external washing of vehicles | Anduff Car Wash Limited | 35 - 37 Amersham Hill | High Wycombe | Buckinghamshire |  |  | HP13 6NU | at a point after interceptor and prior to discharging to the public foul sewer | at Harleston Road, Northampton | SP7400060900 | SP7400060900 | [54 empty] | 2500 | mg/l | [54 empty] | 2 | m³/hr | [36 empty] | 250 | mg/l | [10 empty] | 11 | pH | 6 | pH | [18 empty] | 1000 | mg/l | [8 empty] | 1000 | mg/l | [6 empty] | 45 | °C | [8 empty] | 20 | m³/d
GREAT BILLING STW | S01SAFEWAYKAN | Direction | Live | No | ADV 112 | Wm. Morrison - Petrol Service Station | Kettering Road | Northampton | Northamptonshire |  |  | NN3 6AA | 01/09/2010 | Wastewaters arising from a vehicle wash and jet wash facility | Wm. Morrison Supermarkets PLC | Hilmore House | Gain Lane | Bradford | West Yorkshire |  | BD3 7DL | at a point prior to discharge to the public foul sewer | at Kettering Road, Northampton | SP7700063000 | SP7700063000 | [54 empty] | 2000 | mg/l | [54 empty] | 1.5 | m³/hr | [36 empty] | 250 | mg/l | [10 empty] | 11 | pH | 6 | pH | [18 empty] | 1000 | mg/l | [8 empty] | 1000 | mg/l | [6 empty] | 45 | °C | [8 empty] | 10 | m³/d
GREAT BILLING STW | S01RBRADFOKA | Direction | Live | No | ADZ 296 | Bells Launderette | 216 Kettering Road | Northampton |  |  |  | NN1 4BN | 01/06/2015 | Used waters from the laundering of domestic items only. | Mitesh Kumar T/A Bells Laundrette | 216 Kettering Road | Northampton |  |  |  | NN1 4BN | at a discharge pipe from the laundrette | at Kettering Road, Northampton. | SP7640061490 | SP7640061490 | [54 empty] | 2000 | mg/l | [54 empty] | 1 | l/s | [48 empty] | 11 | pH | 6 | pH | [18 empty] | 1000 | mg/l | [8 empty] | 1000 | mg/l | [6 empty] | 45 | °C | [8 empty] | 15 | m³/d
GREAT BILLING STW | S01PINEHAMKAP | Direction | Live | No | ADZ 342 | Wincanton Holdings Ltd | Sainsbury's RDC | Nectar Way | Pineham Park | Northampton |  | NN4 9BX | 01/08/2015 | Used waters arising from the power wash process. | Wincanton Holdings Limited | Wincanton PLC | Methuen Park | Chippenham, Wiltshire |  |  | SN14 0WT | at the agreed 'Power Wash' sample point, prior to discharging to the public foul sewer | at Nectar Way, Northampton | SP7186057840 | SP7216058570 | [54 empty] | 2500 | mg/l | [54 empty] | 1 | l/s | [48 empty] | 11 | pH | 6 | pH | [18 empty] | 1000 | mg/l | [16 empty] | 45 | °C | [8 empty] | 1 | m³/d
GREAT BILLING STW | S01MERCEDEKA | Direction | Live | No | ADZ 301 | Mercedes Benz Northampton | Riverside Business Park | Carousel Way | Northampton |  |  | NN3 9HG | 01/06/2015 | Used waters from the external washing of vehicles. | United Auto Group UK Limited | 2 Penman Way | Grove Park | Leicester | Leicestershire |  | LE19 1ST | at a suitable point, prior to discharge to the public foul sewer | at Carousel Way. | SP7986061360 | SP7986061360 | [54 empty] | 2500 | mg/l | [54 empty] | 1 | l/s | [48 empty] | 11 | pH | 6 | pH | [18 empty] | 1000 | mg/l | [8 empty] | 1000 | mg/l | [6 empty] | 45 | °C | [8 empty] | 11 | m³/d
GREAT BILLING STW | S01GROSEBOKA | Direction | Live | No | ADU 656 | Westaway Motors Limited | Boughton Green Road | Moulton Park | Northampton | Northamptonshire |  | NN2 7AH | 01/06/2010 | Wastewater from the external washing of vehicles only | Westaway Motors Limited | Harborough Road | Maidwell | Northampton | Northamptonshire |  | NN6 9JA | at the vehicle wash bay, prior to discharging to the public foul sewer | at Broughton Green Road, Northampton | SP7613064540 | SP7609064570 | [54 empty] | 2000 | mg/l | [54 empty] | 0.5 | m³/hr | [36 empty] | 250 | mg/l | [10 empty] | 11 | pH | 6 | pH | [18 empty] | 1000 | mg/l | [8 empty] | 1000 | mg/l | [6 empty] | 45 | °C | [8 empty] | 1 | m³/d
GREAT BILLING STW | S01NYKLOGIKA | Direction | Live | No | ADV 381 | Yusen Logistics (UK) Limited | GP 1, Cheaney Drive, | Grange Park | Northampton | Northamptonshire |  | NN4 5FB | 17/04/2011 | Wastewater, after passage via an interceptor, arising from the external washing of trucks. | Yusen Logistics (UK) Limited | GP 1, Cheaney Drive | Grange Park | Northampton | Northamptonshire |  | NN4 5FB | at a point free adjacent to the wash bay, and prior to discharge into the public foul sewer | at Cheaney Drive, Northampton | SP7604054790 | SP7601054780 | [54 empty] | 2500 | mg/l | [54 empty] | 0.5 | m³/hr | [36 empty] | 250 | mg/l | [10 empty] | 11 | pH | 6 | pH | [18 empty] | 1000 | mg/l | [8 empty] | 1000 | mg/l | [6 empty] | 45 | °C | [8 empty] | 1 | m³/d
GREAT BILLING STW | S01MAULEBRKA | Consent | Live | No | ACY 172 | Maule Brewing Company | 42 Rothersthorpe Avenue | Rothersthorpe Trading Estate | Northampton |  |  | NN3 8JH | 13/12/2013 | Used waters from cleaning and sterilising equipment in the production of beer. | Westbournia Brewing Company Limited | 178 Towcester Road | Northampton |  |  |  | NN4 8LW | at foul sewer adjacent to washdown area | at Rothersthorpe Avenue, Northampton | SP7438259148 | SP7435659217 | [54 empty] | 1000 | mg/l | [54 empty] | 1 | l/s | [36 empty] | 250 | mg/l | [10 empty] | 10 | pH | 6 | pH | [18 empty] | 1000 | mg/l | [8 empty] | 1000 | mg/l | [6 empty] | 45 | °C | [8 empty] | 0.25 | m³/d
GREAT BILLING STW | S01COCAFLOKA | Direction | Live | No | ADV 192 | Coca-Cola Enterprises Limited | Regional Service Centre | Gowerton Road | Brackmills Industrial Estate | Northampton |  | NN4 7BY | 01/12/2010 | Wastewater from the cleaning of forklift trucks and the warehouse floor only. | Coco-Cola Enterprises Limited | Charter Place | Vine Street | Uxbridge | Middlesex |  | UB8 1EZ | at the forklift truck wash area prior to discharge to the public foul sewer | at Caswell Road, Northampton | SP7802057910 | SP7817057750 | [54 empty] | 2000 | mg/l | [54 empty] | 1 | m³/hr | [36 empty] | 250 | mg/l | [10 empty] | 11 | pH | 6 | pH | [18 empty] | 1000 | mg/l | [8 empty] | 1000 | mg/l | [6 empty] | 45 | °C | [8 empty] | 8 | m³/d
GREAT BILLING STW | S01TESCOHCKA | Direction | Live | No | ADV 144 | Tesco Petrol Filling Station | Hunsbury Hill Centre | Northampton | Northamptonshire |  |  | NN4 0JF | 01/10/2010 | Wastewaters arising from the external jet washing and automatic car washing of vehicles | Tesco Stores Limited | Tesco House | Delamare Road | Cheshunt | Waltham cross | Hertfordshire | EN8 9SL | at a point after interception and prior to discharging to the public foul sewer | at Sandhurst Close, Northampton | SP7455058030 | SP7470057700 | [54 empty] | 2000 | mg/l | [54 empty] | 1 | m³/hr | [36 empty] | 250 | mg/l | [10 empty] | 11 | pH | 6 | pH | [18 empty] | 1000 | mg/l | [8 empty] | 1000 | mg/l | [6 empty] | 45 | °C | [8 empty] | 5 | m³/d
GREAT BILLING STW | S01COSWOTWKA | Direction | Live | No | ADV 114 | Mahle Powertrain Limited | Costin House | St. James Mill Road | Northampton | Northamptonshire |  | NN5 5TZ | 01/10/2010 | Cooling tower water and washdown from cleaning area. | Mahle Powertrain Limited | Costin House | St. James Mill Road | Northampton | Northamptonshire |  | NN5 5TZ | at a point prior to discharge into the public foul sewer | at St. James Mill Road, Northampton | SP7433059830 | SP7434059830 | [54 empty] | 1000 | mg/l | [16 empty] | 1 | mg/l | [36 empty] | 2 | m³/hr | [36 empty] | 250 | mg/l | [10 empty] | 10 | pH | 6 | pH | [18 empty] | 500 | mg/l | [8 empty] | 1000 | mg/l | [6 empty] | 45 | °C | [8 empty] | 4 | m³/d | [14 empty] | 5 | mg/l
GREAT BILLING STW | S01PINEHAMKAV | Direction | Live | No | ADZ 345 | Wincanton Holdings Limited | Sainsbury's RDC | Nectar Way | Pineham Park | Northampton |  | NN4 9BX | 01/08/2015 | Used waters arising from the external washing of vehicles. | Wincanton Holdings Limited | Wincanton PLC | Methuen Park | Chippenham, Wiltshire |  |  | SN14 0WT | at the agreed 'Vehicle Wash' sample point, prior to discharging to the public foul sewer | at Nectar Way, Northampton | SP7186057840 | SP7216058570 | [54 empty] | 2500 | mg/l | [54 empty] | 1 | l/s | [48 empty] | 11 | pH | 6 | pH | [18 empty] | 1000 | mg/l | [16 empty] | 45 | °C | [8 empty] | 2 | m³/d
GREAT BILLING STW | S01PINEHAMKAF | Direction | Live | No | ADZ 341 | Wincanton Holdings Ltd | Sainsbury's RDC | Nectar Way | Pineham Park, Northampton |  |  | NN4 9BX | 01/08/2015 | Used water arising from floor cleaning operations. | Wincanton Holdings Limited | Wincanton PLC | Methuen Park | Chippenham, Wiltshire |  |  | SN14 0WT | at the agreed 'Floor Scrubber' sample point, prior to discharging to the public foul sewer | at Nectar Way, Northampton | SP7186057840 | SP7216058570 | [54 empty] | 8000 | mg/l | [54 empty] | 1 | l/s | [48 empty] | 10 | pH | 6 | pH | [18 empty] | 3000 | mg/l | [8 empty] | 1000 | mg/l | [6 empty] | 45 | °C | [8 empty] | 1 | m³/d
GREAT BILLING STW | S01PINEHAMKAT | Direction | Live | No | ADZ 344 | Kuehne + Nagel Limited | Sainsbury's RRU, | Nectar Way | Pineham Park | Northampton |  | NN4 9BX | 01/08/2015 | Used waters arising from trailer washdown operations. | Kuehne + Nagel Limited | 1 Union Business Park | Florence Way, Rockingham Road | Uxbridge, Middlesex |  |  | UB8 2Ls | at the agreed 'Trailer Washdown' point, prior to discharging to the public foul sewer | at Nectar Way, Northampton | SP7186057840 | SP7216058570 | [54 empty] | 2500 | mg/l | [54 empty] | 1 | l/s | [48 empty] | 11 | pH | 6 | pH | [18 empty] | 1000 | mg/l | [16 empty] | 6 | °C | [8 empty] | 2 | m³/d
GREAT BILLING STW | S01SAFEWSVKA | Direction | Live | No | ADU 306 | Wm. Morrison Supermarkets PLC | Swan Valley Way | Northampton |  |  |  | NN4 9BD | 01/12/2009 | Wastewaters arising from the external washing of vehicles | Wm. Morrison Supermarkets PLC | Hillmore House | Gain Lane | Bradford | West Yorkshire |  | BD3 7DL | at a point in the vehicle wash bay prior to discharging to the public foul sewer | at Swan Valley Way, Northampton | SP7219057650 | SP7219057820 | [54 empty] | 2000 | mg/l | [54 empty] | 3 | m³/hr | [36 empty] | 250 | mg/l | [10 empty] | 11 | pH | 6 | pH | [18 empty] | 1000 | mg/l | [8 empty] | 1000 | mg/l | [6 empty] | 45 | °C | [8 empty] | 10 | m³/d
GREAT BILLING STW | S01ELITEMOKA | Direction | Live | No | ADU 308 | Elite Motors Bodyshop Limited | 93 St James Mill Road | Northampton |  |  |  | NN5 5JP | 01/12/2009 | Wastewater from the external washing of vehicles only. | Elite Motors Bodyshop Limited | 93 St James Mill Road | Northampton |  |  |  | NN5 5JP | at the wash bay, prior to the public foul sewer | at St James Mill Road, Northampton | SP7460059850 | SP7458089860 | [54 empty] | 2000 | mg/l | [54 empty] | 1 | m³/hr | [36 empty] | 250 | mg/l | [10 empty] | 11 | pH | 6 | pH | [18 empty] | 1000 | mg/l | [8 empty] | 1000 | mg/l | [6 empty] | 45 | °C | [8 empty] | 3 | m³/d
GREAT BILLING STW | S01LONDON KA | Direction | Live | No | ADZ 812 | Far Cotton Filling Station (FS202) | 19 London Road | Northampton |  |  |  | NN4 8AG | 01/11/2016 | Used waters from the external washing of vehicles only. | Motor Fuel Limited | Building 2, Abbey View | Everard Close | St Albands | Hertfordshire |  | AL1 2QU | at a point prior to discharge to the public foul sewer | at Southfields Avenue, Northampton | SP7548059340 | SP7548059370 | [54 empty] | 2500 | mg/l | [54 empty] | 0.3 | l/s | [48 empty] | 11 | pH | 6 | pH | [18 empty] | 1000 | mg/l | [16 empty] | 45 | °C | [8 empty] | 5 | m³/d
GREAT BILLING STW | S01TOTALBRKA | Direction | Live | No | ADT 383 | The Petrol Station | Towcester Road | Northampton |  |  |  | NN4 8LA | 01/04/2009 | Wastewater from the external washing of vehicles only. | The Occupier | The Petrol Station | Towcester Road | Northampton |  |  | NN4 8LA | at a point prior to discharge into the public foul sewer | at Euston Road, Northampton | SP7502059330 | SP7503059330 | [54 empty] | 2000 | mg/l | [54 empty] | 3 | m³/hr | [36 empty] | 250 | mg/l | [10 empty] | 11 | pH | 6 | pH | [18 empty] | 1000 | mg/l | [8 empty] | 1000 | mg/l | [6 empty] | 45 | °C | [8 empty] | 12 | m³/d
GREAT BILLING STW | S01LINGSSPKA | Direction | Live | No | ADW 316 | Lings Forum Leisure Centre | Billing Brook Road | Northampton | Northamptonshire |  |  | NN3 8JR | 01/05/2012 | Wastewater from the filter backwashing process and the perodic drain-down of swimming pool contents. | Unity Leisure T/A Northampton Leisure Trust | 78 Robert Street | Northampton | Northamptonshire |  |  | NN1 3BJ | at a point prior to discharge into the public foul sewer | at Lings Forum Car Park. | SP7875062730 | SP7875062730 | [54 empty] | 1000 | mg/l | [10 empty] | 5 | mg/l | [42 empty] | 50 | m³/hr | [36 empty] | 250 | mg/l | [10 empty] | 10 | pH | 6 | pH | [18 empty] | 1000 | mg/l | [8 empty] | 1000 | mg/l | [6 empty] | 45 | °C | [8 empty] | 13 | m³/d
GREAT BILLING STW | S01TRONDEXKA | Direction | Live | No | ADV 260 | SCA Foam Products | Cornhill Close | Lodge Farm Industrial Estate | Northampton |  |  | NN5 7UB | 01/02/2011 | Wastewater comprising: - boiler blowdown - overflow from cooling water pit - discharge from air compressor separator - discharge from pressure washing moulding tools. | SCA Packaging Limited T/A SCA Foam Products | Faverdale Industrial Estate | Darlington |  |  |  | DL3 0PE | at the foul sewer adjacent to the cooling pond | at Cornhill Close | SP7208063080 | SP7211063120 | [54 empty] | 1000 | mg/l | [54 empty] | 1.5 | m³/hr | [36 empty] | 250 | mg/l | [10 empty] | 11 | pH | 6 | pH | [18 empty] | 500 | mg/l | [8 empty] | 1000 | mg/l | [6 empty] | 45 | °C | [8 empty] | 30 | m³/d | [14 empty] | 5 | mg/l
GREAT BILLING STW | S01ENTRPRIKA | Direction | Live | No | ADU 313 | Enterprise Rent - A-Car UK Limited | Semilong Service Station | 44 St. Andrews Road | Northampton |  |  | NN1 2PQ | 01/12/2009 | Wastewater from the external washing of vehicles only. | Enterprise Rent - A- Car UK Limited | Enterprise House | Delta Way | Egham | Surrey |  | TW20 8RX | at a point prior to discharging to the public foul sewer | at St Andrews Road, Northampton | SP7490061300 | SP7493061400 | [54 empty] | 2000 | mg/l | [54 empty] | 0.5 | m³/hr | [36 empty] | 250 | mg/l | [10 empty] | 11 | pH | 6 | pH | [18 empty] | 1000 | mg/l | [8 empty] | 1000 | mg/l | [6 empty] | 45 | °C | [8 empty] | 2 | m³/d
GREAT BILLING STW | S01DHLEXPRKA | Direction | Live | No | ADW 119 | Yodel | 11 Kilvey Road | Northampton | Northants |  |  | NN4 7BQ | 01/11/2011 | Wastewater from the external jet washing of vehicles only. | Parcelpoint Limited - t/a Yodel | First Floor | Skyways House | Speke Road | Speke | Liverpool | L70 1AB | at a point downstream of the 3-stage interceptor in grass bank of open yard, prior to discharge to the public foul sewer. | in Kilvey Road, Northampton | SP7777058510 | SP7777058510 | [54 empty] | 2500 | mg/l | [54 empty] | 2 | m³/hr | [36 empty] | 250 | mg/l | [10 empty] | 11 | pH | 6 | pH | [18 empty] | 1000 | mg/l | [8 empty] | 1000 | mg/l | [6 empty] | 45 | °C | [8 empty] | 3 | m³/d
GREAT BILLING STW | S01COPENHAKA | Direction | Live | No | ADV 471 | Carlsberg - Tetley Brewing Ltd | Heathfield Way Works | Heathfield Way | Northampton | Northamptonshire |  | NN5 7QP | 01/06/2011 | Wastewater arising from the external wash down of forklift trucks. | Carlsberg UK Limited | 140 Bridge Street | Northampton | Northamptonshire |  |  | NN1 1PZ | at forklift truck area, prior to discharge to the public foul sewer. | at Heathfield Way, Northampton | SP7424762537 | SP7431062470 | [54 empty] | 2500 | mg/l | [54 empty] | 3 | m³/hr | [36 empty] | 250 | mg/l | [10 empty] | 11 | pH | 6 | pH | [18 empty] | 1000 | mg/l | [8 empty] | 1000 | mg/l | [6 empty] | 45 | °C | [8 empty] | 10 | m³/d
GREAT BILLING STW | S01AUTOCONKA | Direction | Live | No | ADT 432 | Autocoin Laundrette | 338 Wellingborough Road | Northampton |  |  |  | NN1 4ES | 01/06/2009 | Wastewater from the laundering of clothes and fabric. | Mr Patel T/A Autocoin Launderette | 338 Wellingborough Road | Northampton |  |  |  | NN1 4ES | at the discharge pipe at the rear of the premises | at Wellingborough Road, Northampton | SP7711061190 | SP7710061210 | [54 empty] | 2000 | mg/l | [54 empty] | 2 | m³/hr | [36 empty] | 100 | mg/l | [10 empty] | 11 | pH | 6 | pH | [18 empty] | 500 | mg/l | [8 empty] | 1000 | mg/l | [6 empty] | 45 | °C | [8 empty] | 6 | m³/d
GREAT BILLING STW | S01PEPPER KA | Direction | Live | No | ADZ 303 | The British Pepper & Spice Company Ltd | Rhosili Road | Brackmills Industrial Estate | Northampton |  |  | NN4 7AN | 01/06/2015 | Used waters from condensate return, hygiene floor washing and the steam cleaning of machinery and utensils. | The British Pepper & Spice Company Limited | Manderson House, 5230 Valiant Court | Delta Way, Gloucester Business Park | Brockworth | Gloucester |  | GL3 4FE | a suitable point prior to discharge to the public foul sewer | at Rhosili Road. | SP7740558663 | SP7728558696 | [54 empty] | 2000 | mg/l | [54 empty] | 1 | l/s | [48 empty] | 10 | pH | 6 | pH | [18 empty] | 1000 | mg/l | [16 empty] | 45 | °C | [8 empty] | 1 | m³/d
GREAT BILLING STW | S01TRAVELLKA | Direction | Live | No | ADT 433 | Travellers Check | Collingtree Turn | Wootton | Northampton |  |  | NN4 0JN | 01/06/2009 | Wastewater from the external washing of vehicles. | Shell UK Limited | Shell Centre | London |  |  |  | SE1 7NA | at a point prior to discharge into the public foul sewer | at the A508 Collingtree Turn, Northampton | SP7575056480 | SP7570056560 | [54 empty] | 2000 | mg/l | [54 empty] | 1.5 | m³/hr | [36 empty] | 250 | mg/l | [10 empty] | 11 | pH | 6 | pH | [18 empty] | 1000 | mg/l | [8 empty] | 1000 | mg/l | [6 empty] | 45 | °C | [8 empty] | 5 | m³/d
GREAT BILLING STW | S01MEVERSNKA | Direction | Live | No | ADT 435 | The Launderette | 61 Kettering Road | Northampton |  |  |  | NN1 4AW | 01/06/2009 | Wastewater from the laundering of clothes and fabric. | Mr B Chauhan | 61 Kettering Road | Northampton |  |  |  | NN1 4AW | at the discharge pipe at the rear of the premises | at Kettering Road, Northampton | SP7614060960 | SP7615060960 | [54 empty] | 2000 | mg/l | [54 empty] | 2.5 | m³/hr | [36 empty] | 250 | mg/l | [10 empty] | 11 | pH | 6 | pH | [18 empty] | 500 | mg/l | [8 empty] | 1000 | mg/l | [6 empty] | 45 | °C | [8 empty] | 14 | m³/d
GREAT BILLING STW | S01NSBPOOLKA | Direction | Live | No | ADY 392 | Northampton School for Boys | Billing Road | Northampton | Northamptonshire |  |  | NN1 5RT | 01/06/2014 | Used water from the back-washing of swimming pool filters and the periodic drain-down of pool contents. | Northampton School for Boys | Billing Road | Northampton | Northamptonshire |  |  | NN1 5RT | at the foul sewer receiving the swimming pool back-wash | at Billing Road, Northampton | SP7742660717 | SP7747260758 | [54 empty] | 1000 | mg/l | [10 empty] | 5 | mg/l | [42 empty] | 5 | l/s | [36 empty] | 250 | mg/l | [10 empty] | 10 | pH | 6 | pH | [18 empty] | 1000 | mg/l | [8 empty] | 1000 | mg/l | [6 empty] | 45 | °C | [8 empty] | 25 | m³/d
GREAT BILLING STW | S01ARMEDELKA | Direction | Live | No | ADV 67 | Alpha Laundry & Dry Cleaners | 115 St Leonards Road | Northampton | Northamptonshire |  |  | NN4 9DN | 01/09/2010 | Wastewater generated from washing of texiles in a launderette. | Mr F De - Falles | 115 St Leonards Road | Northampton | Northamptonshire |  |  | NN4 9DN | at a point prior to discharging to the public foul sewer | at St Leonards Road, Northampton | SP7518059440 | SP7518059420 | [54 empty] | 3000 | mg/l | [54 empty] | 1 | m³/hr | [36 empty] | 250 | mg/l | [10 empty] | 11 | pH | 6 | pH | [18 empty] | 1000 | mg/l | [8 empty] | 1000 | mg/l | [6 empty] | 45 | °C | [8 empty] | 5 | m³/d
GREAT BILLING STW | S01TRIPOD KA | Direction | Live | No | ADU 309 | Tripod Crest Ltd | Tripod Crest House | Ross Road | Weedon Road Industrial Estate | Northampton | Northamptonshire | NN5 5AX | 01/12/2009 | Wastewater from the external washing of vehicles only. | Tripod Crest Limited | Tripod Crest House | Ross Road | Weedon Road, Industrial Estate | Northampton |  | NN5 5AX | at a point prior to discharging to the public foul sewer | Ross Road Pumping Station,Northampton | SP7590059000 | SP7336060340 | [54 empty] | 2000 | mg/l | [54 empty] | 1 | m³/hr | [36 empty] | 250 | mg/l | [10 empty] | 11 | pH | 6 | pH | [18 empty] | 1000 | mg/l | [8 empty] | 1000 | mg/l | [6 empty] | 45 | °C | [8 empty] | 3 | m³/d
GREAT BILLING STW | S01COSWOTVKA | Direction | Live | No | ADQ 85 | Mahle Powertrain Limited | Costin House | St James Mill Road | Northampton |  |  | NN5 5TZ | 01/01/2006 | Wastewater from a car wash. | Mahle Powetrain Limited | Costin House | St. James Mill Road | Northampton |  |  | NN5 5TZ | at a point prior to discharge into the public foul sewer | at St. James Mill Road | SP7500057000 | SP7500057000 | [110 empty] | 1 | m³/hr | [48 empty] | 10 | pH | 6 | pH | [28 empty] | 1000 | mg/l | [6 empty] | 45 | °C | [8 empty] | 1 | m³/d
GREAT BILLING STW | S01GUILBERKA | Direction | Live | No | ADZ 294 | Dalepak Limited | Gowerton Road | Brackmills | Northampton |  |  | NN4 7BW | 01/06/2015 | Used waters from the external washing of vehicles only. | Dalepak Limited | Style Way Pineham | Swan Valley | Northampton |  |  | NN4 9EX | at a point within the site prior to discharging to the public foul sewer | at Gowerton Road, Northampton | SP7820058000 | SP7789057640 | [54 empty] | 2500 | mg/l | [54 empty] | 1 | l/s | [48 empty] | 11 | pH | 6 | pH | [18 empty] | 1000 | mg/l | [8 empty] | 1000 | mg/l | [6 empty] | 45 | °C | [8 empty] | 3 | m³/d
GREAT BILLING STW | S01PINEHAMKAS | Direction | Live | No | ADZ 343 | Wincanton Holdings Ltd | Sainsbury's RDC | Nectar Way | Pineham Park, Northampton |  |  | NN4 9BX | 01/08/2015 | Used waters arising from steam cleaning operations. | Wincanton Holdings Limited | Wincanton PLC | Methuen Park | Chippenham | Wiltshire |  | SN14 0WT | at the vehicle wash 'Steam Pit', prior to discharging to the public foul sewer | at Nectar Way, Northampton | SP7186057840 | SP7216058570 | [54 empty] | 2500 | mg/l | [54 empty] | 1 | l/s | [48 empty] | 11 | pH | 6 | pH | [18 empty] | 1000 | mg/l | [16 empty] | 45 | °C | [8 empty] | 1 | m³/d
GREAT BILLING STW | S01GBIL002KA1 | Consent | Live | No | TECO-0085-2018 | Travis Perkins Toolhire | Harvey Reeves Road | Northampton |  |  |  | NN5 5JR | 03/12/2018 | Used water, after passage via an interceptor, from the external washing of hire tools, plant, equipment and vehicles only. | Travis Perkins PLC | Lodge Way House | Lodge Way | Northampton | Northamptonshire |  | NN5 7UG | the discharge pipe after interceptor chamber | Harvey Reeves Road | SP7406960210 | SP7406260195 | [54 empty] | 2500 | mg/l | [54 empty] | 1 | l/s | [48 empty] | 11 | pH | 6 | pH | [18 empty] | 1000 | mg/l | [16 empty] | 45 | °C | [8 empty] | 1 | m³/d
GREAT BILLING STW | S01GBIL004KA1 | Consent | Live | No | TECO-0141-2018 | Johnson and Starley Ltd | Rhosilli Road | Brackmills | Northampton |  |  | NN4 7LZ | 24/01/2019 | Used water from air compressor condensate and the testing of boilers. | Johnson and Starley Ltd | Rhosilli Road | Brackmills | Northampton |  |  | NN4 7LZ | the discharge pipe from the production area | Rhosilli Road | SP7734958537 | SP7744958477 | [54 empty] | 2000 | mg/l | [54 empty] | 1 | l/s | [48 empty] | 10 | pH | 6 | pH | [18 empty] | 1000 | mg/l | [16 empty] | 45 | °C | [8 empty] | 7 | m³/d
GREAT BILLING STW | S01GBIL003KA1 | Consent | Live | No | TECO-0137-2018 | Wollaston Motors Ltd | Bedford Road | Northampton |  |  |  | NN1 5SZ | 21/01/2019 | Used water from the external washing of vehicles only. | Wollaston Motors Ltd | Bedford Road | Northampton | Northamptonshire |  |  | NN1 5SZ | the discharge pipe from the vehicle wash | Cliftonville Road | SP7668660015 | SP7670660036 | [54 empty] | 2500 | mg/l | [54 empty] | 1 | l/s | [48 empty] | 11 | pH | 6 | pH | [18 empty] | 1000 | mg/l | [16 empty] | 45 | °C | [8 empty] | 3.34 | m³/d
GREAT BILLING STW | S01GBIL005KA1 | Consent | Live | No | TECO-0005-2019 | Hellermanntyton Data Ltd | Waterside House | Edgar Mobbs Way | Northampton |  |  | NN5 5JE | 04/02/2019 | Used water comprising compressor condensate and screen printing wastes. | Hellermanntyton Data Ltd | Griffin House | 135 High Street | Crawley | West Sussex |  | RH10 1DQ | the discharge pipe from the production area | Edgar Mobbs Way | SP7389860206 | SP7395360179 | [54 empty] | 2000 | mg/l | [54 empty] | 0.1 | l/s | [48 empty] | 10 | pH | 6 | pH | [18 empty] | 1000 | mg/l | [16 empty] | 45 | °C | [8 empty] | 0.05 | m³/d
GREAT BILLING STW | S01BPOIL KA | Direction | Live | No | TEDI-0014-2019 | PX Limited | Northampton Terminal | 25 St James Mill Road | Northampton |  |  | NN5 5JN | 01/02/2019 | Used waters from the external washing of vehicles and gantry run-off. | PX Limited | PX House | Westpoint Road | Stockton on Tees |  |  | TS17 6BF | a suitable point prior to discharge to the public foul sewer | St James Mill Road, Northampton | SP7432060220 | SP7430060230 | [54 empty] | 2500 | mg/l | [54 empty] | 1 | l/s | [48 empty] | 11 | pH | 6 | pH | [18 empty] | 1000 | mg/l | [16 empty] | 45 | °C | [8 empty] | 5 | m³/d
GREAT BILLING STW | S01GBIL008KA | Consent | Live | No | TECO-0151-2019 | Marshall Skoda Northampton | Bedford Road | Northampton |  |  |  | NN1 5NS | 27/01/2020 | Used water, after passage via an interceptor, from the external washing of vehicles only. | Marshall Motor Holdings PLC T/A Marshall Skoda Northampton | Airport House | The Airport | Cambridge |  |  | CB5 8RY | MH 08 immediately downstream of the interceptor as shown on the Skoda Northampton drainage plan | Bedford Road | SP7631560147 | SP7628860001 | [54 empty] | 2500 | mg/l | [54 empty] | 1 | l/s | [48 empty] | 11 | pH | 6 | pH | [18 empty] | 1000 | mg/l | [16 empty] | 45 | °C | [8 empty] | 5 | m³/d
GREAT BILLING STW | S01ABINGBWKA | Direction | Live | No | TEDI-0026-2020 | Cereform Limited | Barn Way | Lodge Farm | Northampton |  |  | NN5 7UW | 29/04/2020 | Used waters arising from: 1 - plant flushing and cleaning from vegetable oil processing 2 - boiler blowdown 3 - cooling water. | Cereform Limited | Weston Centre | 10 Grosvenor Street | London |  |  | W1K 4QY | the manhole in yard area, adjacent to autosampler | Barn Way | SP7184463024 | SP7186863079 | [54 empty] | 8000 | mg/l | [54 empty] | 2 | l/s | [36 empty] | 250 | mg/l | [10 empty] | 10 | pH | 6 | pH | [18 empty] | 1600 | mg/l | [16 empty] | 45 | °C | [8 empty] | 30 | m³/d | [14 empty] | 4 | mg/l
GREAT BILLING STW | S01VEOLIANKA1 | Consent | Live | No | TECO-0162-2019 | Veolia ES (UK) Ltd | Northampton Commercial Transfer Station | Edgar Mobbs Way | Northampton | Northamptonshire |  | NN5 5JT | 20/01/2020 | Used water, after passage via an interceptor, from the external washing of vehicles in addition to general surface run-off. | Veolia ES (UK) Ltd | 210 Pentonville Road | London |  |  |  | N1 9JY | the discharge pipe from the interceptor | Edgar Mobbs Way | SP7402760153 | SP7402260181 | [54 empty] | 2500 | mg/l | [54 empty] | 4 | l/s | [48 empty] | 11 | pH | 6 | pH | [18 empty] | 1000 | mg/l | [16 empty] | 45 | °C | [8 empty] | 25 | m³/d
GREAT BILLING STW | S01DOM0002KA1 | Consent | Live | No | TECO-0100-2020 | William Robinson t/a Simply Bin Cleaning | 45 Bankside | Northampton | Northants |  |  | NN2 7NG | 10/09/2020 | Screened used water from the cleaning of wheelie bins by a high pressure wash. | William Robinson t/a Simply Bin Cleaning | 45 Bankside | Northampton | Northants |  |  | NN2 7NG | the chamber right hand side of the drive entrance | Manhole 7202, Bankside, Northampton | SP7680663329 | SP7676963267 | [54 empty] | 2000 | mg/l | [54 empty] | 1 | l/s | [48 empty] | 10 | pH | 6 | pH | [18 empty] | 1000 | mg/l | [16 empty] | 43 | °C | [8 empty] | 1 | m³/d
GREAT BILLING STW | S01TELE KA | Direction | Live | No | TEDI-0133-2019 | British Telecommunications PLC | Northampton TEC | Gladstone Road | Northampton |  |  | NN5 7QF | 07/02/2020 | Used water, after passage via an interceptor, from the external washing of vehicles only. | British Telecommunications PLC | 81 Newgate Street | London |  |  |  | EC1A 7AJ | a point downstream of the oil interceptor and before entry into the public foul sewer | Pembroke Road, Northampton | SP7440562063 | SP7443862051 | [54 empty] | 2500 | mg/l | [54 empty] | 1 | l/s | [48 empty] | 11 | pH | 6 | pH | [18 empty] | 1000 | mg/l | [16 empty] | 45 | °C | [8 empty] | 5 | m³/d
GREAT BILLING STW | S011234003KA1 | Consent | Live | No | TECO-0131-2020 | Sainsburys Distribution Centre Pineham | Unit DC | 6 Style Way | Upton, Northampton |  |  | NN4 9EX | 03/11/2020 | Used water arising from the washing of handling equipment within a food retail distribution centre. | Sainsbury's Supermarkets Ltd | 33 Holburn | London |  |  |  | EC1N 2HT | a point located outside the building, by the east of the entry gatehouse | Style Way, MH reference number 6400 | SP7064258499 | SP7068058464 | [54 empty] | 2500 | mg/l | [54 empty] | 1 | l/s | [48 empty] | 10 | pH | 6 | pH | [18 empty] | 2000 | mg/l | [16 empty] | 43 | °C | [8 empty] | 5 | m³/d
GREAT BILLING STW | S01NMP KA | Direction | Live | No | TEDI-0188-2020 | Northampton & Midland Plating Company Ltd | 6-8 Connaught Street | Northampton |  |  |  | NN1 3BP | 25/01/2021 | Treated rinsewaters only from: 1) anodising 2) electroplating/surface finishing processes using zinc, silver, gold, tin, chrome, nickel, copper and cyanide. | Northampton & Midland Plating Company Ltd | Charnwood House, Harcourt Way | Meridian Business Park | Leicestershire |  |  | LE19 1WP | a point after effluent treatment and prior to discharge into the public foul sewer | Connaught Street | SP7562561117 | SP7564261109 | [54 empty] | 500 | mg/l | [12 empty] | 5 | mg/l |  |  | 3 | mg/l |  |  |  |  | 1 | mg/l | [30 empty] | 2 | l/s | [32 empty] | 3 | mg/l | [14 empty] | 11 | pH | 6 | pH | [14 empty] | 2 | mg/l |  |  | 150 | mg/l | [8 empty] | 1000 | mg/l | [6 empty] | 43 | °C | [8 empty] | 60 | m³/d | [14 empty] | 5 | mg/l
GREAT BILLING STW | S01ASDAWASKA1 | Consent | Live | No | TECO-0046-2021 | ASDA Brackmills George Distribution Centre | Gowerton Road | Brackmills Industrial Estate | Northampton |  |  | NN4 7BW | 24/02/2021 | Used water, after passage via an interceptor, from the external washing of vehicles only. | ASDA Stores Limited | ASDA House | Southbank | Great Wilson Street | Leeds |  | LS11 5AD | a point prior to discharge into the public foul sewers after passage through an interceptor | Gowerton Road, MH ref. 6900 | SP7884457929 | SP7867957961 | [54 empty] | 2500 | mg/l | [54 empty] | 8 | l/s | [48 empty] | 11 | pH | 6 | pH | [18 empty] | 1000 | mg/l | [16 empty] | 43 | °C | [8 empty] | 15 | m³/d
GREAT BILLING STW | S01GBIL006KA1 | Direction | Live | No | TEDI-0093-2021 | Institute for Creative Leather Technologies | International Leather Centre | University of Northampton | University Drive | Northampton |  | NN1 5PH | 14/06/2021 | Used water from the processing and tanning of leather after passage through the effluent treatment plant consisting of pH correction, chemical treatment and filter press. | University of Northampton | University Drive | Northampton | Northamptonshire |  |  | NN1 5PH | the discharge pipe from effluent treatment plant | Electric Avenue | SP7639559699 | SP7640059717 | [54 empty] | 2000 | mg/l |  |  |  |  | 5000 | mg/l | [48 empty] | 2.8 | l/s | [48 empty] | 10 | pH | 6 | pH | [18 empty] | 500 | mg/l | [16 empty] | 43 | °C | [8 empty] | 5 | m³/d
GREAT BILLING STW | S01COSWORTKA | Direction | Live | No | TEDI-0061-2021 | Cosworth Limited | The Octagon | Factory 3, St. James Mill Road | Northampton |  |  | NN5 5RA | 20/07/2021 | Used waters arising from the wet blasting of component parts. | Cosworth Limited | The Octagon | St. James Mill Road | Northampton | Northamptonshire |  | NN5 5RA | a point prior to discharging to the public foul sewer | St James Mill Road, Northampton, MH ref. 2802 | SP7435059910 | SP7432059840 | [54 empty] | 450 | mg/l | [54 empty] | 0.6 | l/s | [48 empty] | 10 | pH | 6 | pH | [18 empty] | 1000 | mg/l | [16 empty] | 43 | °C | [8 empty] | 1 | m³/d | [14 empty] | 5 | mg/l
GREAT BILLING STW | S01PROTFINKA | Direction | Live | No | TEDI-0107-2021 | Protech Finishing Ltd | 61/61A Bunting Road | Northampton | Northamptonshire |  |  | NN2 6EE | 19/07/2021 | Used water comprising treated rinse water from anodising, electroplating and surface finishing. | Protech Finishing Limited | 61-61A Bunting Road | Northampton | Northamptonshire |  |  | NN2 6EE | a point within the foul sewer, after pre-treatment tank | Bunting Road, Northampton, MH 4001 | SP7553462023 | SP7548662061 | [54 empty] | 500 | mg/l | [12 empty] | 2 | mg/l | [10 empty] | 1 | mg/l | [28 empty] | 0.6 | l/s | [32 empty] | 3 | mg/l | [14 empty] | 10 | pH | 6 | pH | [18 empty] | 150 | mg/l | [16 empty] | 43 | °C | [8 empty] | 16 | m³/d
GREAT BILLING STW | S01PROTECHKA1 | Consent | Live | No | TECO-0092-2021 | Protech Finishing Limited | 97 - 98 Bunting Road | Northampton | Northamptonshire |  |  | NN2 6EE | 06/05/2021 | Used waters arising from anodising and zinc electro-plating. | Protech Finishing Limited | 61 - 61A Bunting Road | Northampton | Northamptonshire |  |  | NN2 6EE | a point within the factory, at the final tank (swill), prior to discharge into the public foul sewer | Bunting Road, Northampton, MH 4001 | SP7552462037 | SP7548662061 | [54 empty] | 500 | mg/l | [22 empty] | 1 | mg/l | [30 empty] | 0.5 | l/s | [32 empty] | 2.5 | mg/l | [14 empty] | 10 | pH | 6 | pH | [18 empty] | 150 | mg/l | [16 empty] | 43 | °C | [8 empty] | 3 | m³/d | [14 empty] | 5 | mg/l
GREAT BILLING STW | S01NJAGUARKA1 | Consent | Live | No | TECO-0128-2021 | Guy Salmon Jaguar Land Rover | Swan Valley Way | Northampton | Northamptonshire |  |  | NN4 9BD | 24/06/2021 | Used water, after passage via an interceptor, from the external washing of vehicles only. | Sytner Group Ltd T/A Guy Salmon Ltd | 2 Penman Way | Grove Park | Leicester | Leicestershire |  | LE19 1ST | a point prior to discharge into the public foul sewer, after safe passage through an interceptor | Swan Valley Way, Northampton, MH 1800 | SP7206057727 | SP7219557817 | [54 empty] | 2500 | mg/l | [54 empty] | 1 | l/s | [48 empty] | 11 | pH | 6 | pH | [18 empty] | 1000 | mg/l | [16 empty] | 43 | °C | [8 empty] | 20 | m³/d
GREAT BILLING STW | S01BMWPINEKA1 | Consent | Live | No | TECO-0150-2021 | BMW Distribution Centre | Unit C | Nectar Way | Pineham Industrial Estate | Northampton | Northamptonshire | NN4 9BX | 13/07/2021 | Used water, after passage via an interceptor, from the external washing of vehicles only. | BMW (UK) Ltd | Summit One | Summit Avenue | Farnbourgh | Hampshire |  | GU14 0FB | a point prior to discharge into the public foul sewer, after safe passage through an interceptor | Corolla Way, Northampton, MH 5200 | SP7145458331 | SP7160058238 | [54 empty] | 2500 | mg/l | [54 empty] | 0.3 | l/s | [48 empty] | 11 | pH | 6 | pH | [18 empty] | 1000 | mg/l | [16 empty] | 43 | °C | [8 empty] | 7 | m³/d
GREAT BILLING STW | S01WICKESBKA | Direction | Live | No | TEDI-0182-2021 | Wickes Building Supplies Limited | Rhosili Road | Brackmills Industrial Estate | Northampton |  |  | NN4 7JE | 29/10/2021 | Used waters from the external washing of vehicles after safe passage through an interceptor. | Wickes Building Supplies Limited | Wickes Support Centre | Vision House | 19 Colonial Way | Watford |  | WD24 4JL | a point prior to discharge into the public foul sewer, after passage through an interceptor | Rhosili Road, Northampton, MH 3001 | SP7732059050 | SP7732059050 | [54 empty] | 2500 | mg/l | [54 empty] | 1 | l/s | [48 empty] | 11 | pH | 6 | pH | [18 empty] | 1000 | mg/l | [16 empty] | 43 | °C | [8 empty] | 10 | m³/d
GREAT BILLING STW | S01GREEN KA | Direction | Live | No | TEDI-0162-2021 | J L and Company Limited | Westminster Works | 1 Oliver Street | Northampton | Northamptonshire |  | NN2 7JL | 22/09/2021 | Used waters arising from soaking leather soles for shoes. | J L and Company Limited | Westminster Works | 1 Oliver Street | Northampton | Northamptonshire |  | NN2 7JL | the sole soaking tank, prior to discharging to the public foul sewer | Oliver Street, Northampton, MH 4100 | SP7655062090 | SP7649062165 | [54 empty] | 3000 | mg/l | [54 empty] | 0.2 | l/s | [48 empty] | 10 | pH | 6 | pH | [18 empty] | 500 | mg/l | [16 empty] | 43 | °C | [8 empty] | 0.5 | m³/d
GREAT BILLING STW | S01CUISINEKA1 | Consent | Live | No | TECO-0232-2021 | Classic Cuisine of Northampton Limited | 7 Pondwood Close | Moulton Park | Northampton | Northamptonshire |  | NN3 6RT | 29/11/2021 | Used water, after safe passage through a suitably sized and maintained interceptor, arising from (i) the cleaning of equipment and utensils used during the preparation of frozen meals and desserts and (ii) the cleaning of production area floors. | Classic Cuisine of Northampton Limited | 3rd Floor | Butt Dyke House 33 Park Row | Nottingham | Nottinghamshire |  | NG1 6EE | the manhole situated in the yard, after safe passage through a suitably maintained interceptor | Pondwood Close, Northampton, MH 5001 | SP7760765010 | SP7758765037 | [54 empty] | 10000 | mg/l | [54 empty] | 0.9 | l/s | [36 empty] | 250 | mg/l | [10 empty] | 10 | pH | 6 | pH | [18 empty] | 2000 | mg/l | [16 empty] | 43 | °C | [8 empty] | 10 | m³/d | [14 empty] | 5 | mg/l
GREAT BILLING STW | S01DOM0009KA1 | Consent | Live | No | TECO-0006-2022 | William Diggin t/a Northants Environmental Services Limited | 49 Bouverie Walk | Northampton | Northamptonshire |  |  | NN1 5SN | 20/01/2022 | Screened used water from the cleaning of wheelie bins (by a high pressure wash). | William Diggin t/a Northants Environmental Services Limited | 22-24 Harborough Road | Kings Thorpe | Northampton | Northamptonshire |  | NN2 7AZ | a point prior to discharge to the public foul sewer | Bouverie Walk, Northampton, MH 7802 | SP7670760892 | SP7673560880 | [54 empty] | 2000 | mg/l | [54 empty] | 1 | l/s | [48 empty] | 10 | pH | 6 | pH | [18 empty] | 1000 | mg/l | [16 empty] | 43 | °C | [8 empty] | 0.35 | m³/d
GREAT BILLING STW | S01CARLSBEKA | Direction | Live | No | TEDI-0111-2022 | Carlsberg UK | 140 Bridge Street | Northampton | Northamptonshire |  |  | NN1 IPZ | 07/06/2022 | Used water arising from the brewing and packaging of beers & lager. | CMBC Supply Limited | Marston's House | Brewery Road | Wolverhampton | West Midlands |  | WV1 4JT | the brewery site, prior to discharge to the public foul sewer | St Peters Way, Northampton, MH 2107 | SP7528060100 | SP7528060110 | [54 empty] | 8000 | mg/l | [54 empty] | 70 | l/s | [48 empty] | 11 | pH | 6 | pH | [8 empty] | 25 | mg/l | [8 empty] | 1500 | mg/l | [16 empty] | 43 | °C | [8 empty] | 3500 | m³/d | [14 empty] | 1 | mg/l
GREAT BILLING STW | S01FREEFOAKA | Direction | Live | No | TEDI-0126-2022 | Freefoam Plastics (UK) Limited | 77 - 83 St James Mill Road | Northampton | Northamptonshire |  |  | NN5 5JP | 05/07/2022 | Used waters arising from the ultrasonic washing of dies in caustic solutions. | Freefoam Plastics (UK) Limited | 77 - 83 St James Mill Road | Northampton | Northamptonshire |  |  | NN5 5JP | a point prior to discharging to the public foul sewer | St James Mill Road, Northampton, MH 6901 | SP7465059990 | SP7463059920 | [54 empty] | 5000 | mg/l | [12 empty] | 5 | mg/l |  |  | 3 | mg/l | [36 empty] | 0.1 | l/s | [48 empty] | 10 | pH | 6 | pH | [18 empty] | 250 | mg/l | [16 empty] | 43 | °C | [8 empty] | 0.4 | m³/d | [14 empty] | 5 | mg/l
GREAT BILLING STW | S01HEATTREKA | Direction | Live | No | TEDI-0188-2022 | Heat Treatments (Northampton) Limited | Sheaf Close | Lodge Farm Industrial Estate | Northampton | Northamptonshire |  | NN5 7UL | 31/10/2022 | Rinse water from the cleaning and degreasing of metal factors. | Heat Treatments (Northampton) Limited | Sheaf Close | Lodge Farm Industrial Estate | Northampton | Northamptonshire |  | NN5 7UL | a point prior to discharge into the public foul sewer | Sheaf Close, Northampton, MH 0701 | SP7188062820 | SP7194062860 | [54 empty] | 500 | mg/l | [12 empty] | 5 | mg/l |  |  | 1.5 | mg/l | [36 empty] | 0.3 | l/s | [32 empty] | 3 | mg/l | [14 empty] | 10 | pH | 6 | pH | [18 empty] | 400 | mg/l | [16 empty] | 43 | °C | [8 empty] | 6 | m³/d
GREAT BILLING STW | S01SANDSPIKA | Direction | Live | No | TEDI-0253-2022 | Valencia Waste Wootton Limited | Wootton Landfill Site | A508 Southbound | Collingtree | Northampton | Northamptonshire | NN4 0LY | 03/01/2023 | Waste waters arising from the treatment of landfill leachate, originating from a closed landfill site that previously received domestic, commercial and inert industrial wastes. | Valencia Waste Wootton Limited | Ardley Cottage | Ardley | Bicester | Oxfordshire |  | OX27 7PH | the sample tap, prior to discharge to the public foul ewer | Wootton Valley Foul Sewer, Collingtree, MH 8026 | SP7592055570 | SP7583056090 | [24 empty] | 650 | mg/l | [28 empty] | 1600 | mg/l | [54 empty] | 2 | l/s | [36 empty] | 250 | mg/l | [10 empty] | 10 | pH | 6 | pH | [18 empty] | 200 | mg/l | [16 empty] | 43 | °C | [8 empty] | 65 | m³/d
GREAT BILLING STW | S01COMBISAKA1 | Consent | Live | No | TECO-0242-2022 | Combisafe International Limited | Safety centre | Cheaney Drive | Grange Park | Northampton | Northamptonshire | NN4 5FB | 05/01/2023 | Used waters arising from the washing of the warehouse floor. | Honeywell Safety Products International Limited | Honeywell House | Skimped Hill Lane | Bracknell | Berkshire |  | RG12 1EB | the floor sweeper holding tank, prior to discharge to the public foul sewer | Cheaney Drive, Northampton, MH 0702 | SP7609254803 | SP7601754780 | [54 empty] | 2500 | mg/l | [54 empty] | 3.5 | l/s | [48 empty] | 11 | pH | 6 | pH | [18 empty] | 1000 | mg/l | [16 empty] | 43 | °C | [8 empty] | 0.3 | m³/d
GREAT BILLING STW | S01FLEETCLKA | Direction | Live | No | TEDI-0257-2022 | Northampton Wash Systems | C Butt Ltd Site | Sheaf Close, Lodge Farm Ind Est | Northampton | Northamptonshire |  | NN5 7UL | 20/12/2022 | Used waters arising from the washing of IBCs containing residual amounts of vegetable oil. | Mr Carl J Simmons T/A Northampton Wash Systems | C Butt Ltd Site | Sheaf Close | Lodge Farm Ind Est | Northampton | Northamptonshire | NN5 7UL | the last interceptor prior to discharge to the public foul sewer | Sheaf Close, Northampton, MH 9902 | SP7192162960 | SP7193962861 | [54 empty] | 5000 | mg/l | [54 empty] | 1 | l/s | [36 empty] | 250 | mg/l | [10 empty] | 10 | pH | 6 | pH | [18 empty] | 1500 | mg/l | [16 empty] | 43 | °C | [8 empty] | 8 | m³/d | [14 empty] | 5 | mg/l
GREAT BILLING STW | S01WESTERNKAN | Direction | Live | No | TEDI-0008-2023 | National Grid Electricity Distribution Northampton | Northampton Depot | 5 Kilvey Road | Brackmills | Northampton | Northamptonshire | NN4 7BQ | 07/08/2023 | Used waters arising from the external washing of vehicles. | National Grid Electricity Distribution (East Midlands) PLC | Avonbank | Feeder Road | Bristol |  |  | BS2 0TB | a point after the wash bay, prior to discharging into the public foul sewer | Kilvey Road, Northampton, MH 7602 | SP7775058640 | SP7801058600 | [54 empty] | 2500 | mg/l | [54 empty] | 0.1 | l/s | [48 empty] | 11 | pH | 6 | pH | [18 empty] | 1000 | mg/l | [16 empty] | 43 | °C | [8 empty] | 1 | m³/d
GREAT BILLING STW | S01GAPHIREKA1 | Consent | Live | No | TECO-0024-2023 | GAP Hire Solutions - Northampton | 64 St James Mill Road | Northampton | Northamptonshire |  |  | NN5 5JP | 15/02/2023 | Used waters arising from the (i) external washing of vehicles, (ii) plant, (ii) tools and equipment after passage through grating and an interceptor. | GAP Group Limited | Blenheim Place | Duston Industrial Estate | Gateshead | Tyne And Wear |  | NE11 9HF | the final private manhole, prior to discharge to the public foul sewer | St James Mill Road, Northampton, MH 5701 | SP7452359761 | SP7453959775 | [54 empty] | 2500 | mg/l | [54 empty] | 4 | l/s | [48 empty] | 11 | pH | 6 | pH | [18 empty] | 1000 | mg/l | [16 empty] | 43 | °C | [8 empty] | 12 | m³/d
GREAT BILLING STW | S01TESLAGBKA1 | Consent | Live | No | TECO-0063-2023 | Tesla Motors Limited | 1 Ferris Row | Northampton | Northamptonshire |  |  | NN3 9HX | 04/04/2023 | Used water, after passage via an interceptor, from the external washing of vehicles only. | Tesla Motors Limited | 109 Devonshire Road | London | England |  |  | W4 2AN | the pump tank, located at the side of the external interceptor, prior to discharging to the public foul sewer | Combined sewer on Ferris Way, Northampton, MH 6102 | SP7971761151 | SP7966161151 | [54 empty] | 2500 | mg/l | [54 empty] | 0.21 | l/s | [48 empty] | 11 | pH | 6 | pH | [18 empty] | 1000 | mg/l | [16 empty] | 43 | °C | [8 empty] | 0.224 | m³/d
GREAT BILLING STW | S01ERIKSGBKA1 | Consent | Live | No | TECO-0089-2023 | Eriks Hose Technology | Unit 2 Scotia Close | Brackmills Industrial Estate | Northampton | Northamptonshire |  | NN4 7HR | 15/05/2023 | Used waters arising from the leak and pressure testing of non-metallic and metallic hose assemblies. | Eriks Industrial Services Limited | Seven Stars Road | Oldbury | West Midlands |  |  | B69 4JR | the discharge point within the factory, prior to discharge to the public foul sewer | Liliput Road, Northampton, MH 2001 | SP7823358955 | SP7827559013 | [54 empty] | 1000 | mg/l | [54 empty] | 4 | l/s | [48 empty] | 10 | pH | 6 | pH | [18 empty] | 500 | mg/l | [16 empty] | 43 | °C | [8 empty] | 1.4 | m³/d
GREAT BILLING STW | S01TECHNGBKA1 | Consent | Live | No | TECO-0133-2023 | The Automated Technology Group Limited T/A Wood PLC | Unit J | 22-40 Tenter Road | Moulton Park Industrial Estate | Northampton, Northamptonshire |  | NN3 6AX | 18/05/2023 | Used waters comprising compressor condensate waste. | The Automated Technology Group Limited | Booths Park | Chelford Road | Knutsford | England |  | WA16 8QZ | the collection filter at rear of compressor, prior to discharge to the public foul sewer | Tenter Road, Northampton, MH 9103 | SP7696665183 | SP7697165165 | [54 empty] | 2000 | mg/l | [54 empty] | 0.3 | l/s | [48 empty] | 10 | pH | 6 | pH | [18 empty] | 1000 | mg/l | [16 empty] | 43 | °C | [8 empty] | 0.1 | m³/d
GREAT BILLING STW | S01TMIFAC3KA | Direction | Live | No | TEDI-0110-2023 | T M I Foods Limited | Lodge Way | Lodge Farm | Northampton |  |  | NN5 7US | 15/08/2023 | Used waters arising from the cooking of (i) bacon, (ii) sausages and (iii) vegetables, plus refrigeration cooling water, following DAF treatment. | T M I Foods Limited | Lodge Way | Lodge Farm Industrial Estate | Northampton |  |  | NN5 7US | the sample tap from the effluent treatment plant, after the flow meter, but prior to discharging to the public foul sewer | Lodge Way, Northampton, MH 2002 | SP7210063030 | SP7210063030 | [54 empty] | 8950 | mg/l | [54 empty] | 5 | l/s | [36 empty] | 250 | mg/l | [10 empty] | 10 | pH | 6 | pH | [18 empty] | 2000 | mg/l | [16 empty] | 43 | °C | [8 empty] | 175 | m³/d
GREAT BILLING STW | S01GXOTRAYKA1 | Consent | Live | No | TECO-0108-2023 | GXO Logistics UK Limited | J Sainsbury RRU | Nectar Way | Pineham Park | Northampton | Northamptonshire | NN4 9BX | 10/05/2023 | Used waters arising from the washdown of returnable transit trays, crates and flow buckets using detergent and water softeners. | GXO Logistics UK Limited | Building 1 | 9 Haymarket Square | Edinburgh | Scotland |  | EH3 8RY | a point after the tray washing facilities, prior to discharging to the public foul sewer | Style Way, Northamptonshire, MH 7400 | SP7075958520 | SP7079458425 | [54 empty] | 2500 | mg/l | [54 empty] | 4 | l/s | [48 empty] | 10 | pH | 6 | pH | [18 empty] | 500 | mg/l | [16 empty] | 43 | °C | [8 empty] | 130 | m³/d
GREAT BILLING STW | S01WABBEARKA1 | Consent | Live | No | TECO-0200-2023 | Wabtec UK Limited T/A Bearward Engineering | Main Road | Far Cotton | Northampton | Northamptonshire |  | NN4 8HJ | 09/08/2023 | Used waters arising from the core wash of radiators in the Widney building after filtration. | Wabtec UK Limited T/A Bearward Engineering | Doncaster Works | Hexthorpe Road | Doncaster | South Yorkshire |  | DN4 0BF | the floor drain in Widney Building, prior to discharge into the pubic foul sewer | Main Road, Far Cotton, MH 7402 | SP7469059480 | SP7479459448 | [54 empty] | 1000 | mg/l | [16 empty] | 3 | mg/l | [36 empty] | 1 | l/s | [10 empty] | 3 | mg/l | [36 empty] | 10 | pH | 6 | pH | [18 empty] | 500 | mg/l | [16 empty] | 43 | °C | [8 empty] | 53 | m³/d | [14 empty] | 5 | mg/l
GREAT BILLING STW | S01FOUNTBGKA1 | Direction | Live | No | TEDI-0163-2023 | West Northamptonshire Council | The Market Square | Northampton | Northamptonshire |  |  | NN1 2DL | 16/10/2023 | Used water from the filter backwashing process of water fountain feature following chemical treatment and UV disinfection. | West Northamptonshire Council | The Guildhall | Angel Street | Northampton | Northamptonshire |  | NN1 1ED | the holding tank, prior to discharge to the public foul sewer | Market Square, Northampton, MH 4505 | SP7544260527 | SP7543760522 | [54 empty] | 1000 | mg/l | [10 empty] | 5 | mg/l | [42 empty] | 6 | l/s | [48 empty] | 10 | pH | 6 | pH | [18 empty] | 1000 | mg/l | [16 empty] | 43 | °C | [8 empty] | 6.6 | m³/d
GREAT BILLING STW | S01RIVERGBKA1 | Consent | Live | No | TECO-0231-2023 | Riverside Truck Rental Limited T/A NRG Riverside | XPO House | Lodge Way | Lodge Farm Industrial Estate | Northampton | Northamptonshire | NN5 7SL | 12/09/2023 | Used waters arising from the external washing of vehicles for MOT preparation after passage through an interceptor. | Riverside Truck Rental Limited | Oasis Business Park | Parkside Place | Skelmersdale | Lancashire |  | WN8 9RD | the vehicle wash bay, after passage through the interceptor, prior to discharge to the public foul sewer | the public foul sewer running behind the site, parallel to the Dallington Brook, MH 5101 | SP7156863161 | SP7153663172 | [54 empty] | 2500 | mg/l | [54 empty] | 1 | l/s | [48 empty] | 11 | pH | 6 | pH | [18 empty] | 1000 | mg/l | [16 empty] | 43 | °C | [8 empty] | 3.5 | m³/d
GREAT BILLING STW | S01GALLONEKA | Direction | Live | No | TEDI-0186-2023 | E Gallone Limited | 8 Welford Road | Northampton | Northants |  |  | NN2 8AG | 28/11/2023 | Used waters arising from the washing of equipment used in the manufacture of ice cream and from floor washing. | E Gallone Limited | 8 Welford Road | Northampton | Northants |  |  | NN2 8AG | a point adjacent to the factory prior to discharging to the public foul sewer. | Welford Road, Northampton, MH 1301 | SP7512063400 | SP7510063400 | [54 empty] | 3000 | mg/l | [54 empty] | 1.1 | l/s | [36 empty] | 250 | mg/l | [10 empty] | 10 | pH | 6 | pH | [18 empty] | 500 | mg/l | [16 empty] | 43 | °C | [8 empty] | 1 | m³/d
GREAT BILLING STW | S01FFPPACKKA | Direction | Live | No | TEDI-0115-2023 | FFP Packaging Solutions Limited | 1-7 Tenter Road | Moulton Park Industrial Estate | Northampton | Northamptonshire |  | NN3 6PZ | 21/08/2023 | Used waters arising from the washing of components with Anilox Solution. | FFP Packaging Solutions Limited | 1-7 Tenter Road | Moulton Park Industrial Estate | Northampton | Northamptonshire |  | NN3 6PZ | the final rinse tank, prior to discharging to the public foul sewer | Tenter Road, Northampton, MH 1102 | SP7709065150 | SP7711065170 | [54 empty] | 10000 | mg/l | [54 empty] | 1.7 | l/s | [48 empty] | 10 | pH | 6 | pH | [18 empty] | 500 | mg/l | [16 empty] | 43 | °C | [8 empty] | 0.03 | m³/d
GREAT BILLING STW | S01NATIONCKA1 | Consent | Live | No | TECO-0208-2023 | National Cylinder Testing Limited | 48 Caswell Road | Brackmills Industrial Estate | Northampton | Northamptonshire |  | NN4 7PW | 09/10/2023 | Used waters arising from the pressure testing of metal cylinders. | National Cylinder Testing Limited | Second Floor | 28 Rodney Street | Liverpool | United Kingdom |  | L1 2TQ | the wastewater tank within the pressure testing room, prior to discharge to the public foul sewer | Caswell Road, Northampton, MH 0400 | SP7795858466 | SP7801758415 | [54 empty] | 2500 | mg/l | [54 empty] | 1 | l/s | [36 empty] | 250 | mg/l | [10 empty] | 10 | pH | 6 | pH | [18 empty] | 1000 | mg/l | [16 empty] | 43 | °C | [8 empty] | 1 | m³/d
GREAT BILLING STW | S01TRUCKVYKA1 | Consent | Live | No | TECO-0294-2023 | Truck East Limited | Kilvey Road | Brackmills Industrial Estate | Northampton | Northamptonshire |  | NN4 1WW | 04/01/2024 | Used waters arising from the steam cleaning of HGV's for MOT preparation after passage through an interceptor. | Truck East Limited | Venture Road | Lawn Business Park | Woolpit, Bury St Edmunds | Suffolk |  | IP30 9RZ | the wash bay, prior to discharge to the public foul sewer | Kilvey Road, Northampton, MH 0501 | SP7755558559 | SP7762458536 | [54 empty] | 2500 | mg/l | [54 empty] | 1 | l/s | [48 empty] | 10 | pH | 6 | pH | [18 empty] | 1000 | mg/l | [16 empty] | 43 | °C | [8 empty] | 5 | m³/d | [14 empty] | 5 | mg/l
GREAT BILLING STW | S01TRUCKGBKA1 | Consent | Live | No | TECO-0128-2023 | TruckEast Limited | C Butts Yard | Sheaf Close | Lodge Farm Industrial Estate | Northampton |  | NN5 7UL | 18/05/2023 | Used waters arising from the external washing of HGV's for MOT preparation after passage through a three-stage interceptor. | TruckEast Limited | Venture Road | Lawn Farm Business Park | Woolpit | Bury St. Edmunds | Suffolk | IP30 9RZ | a point after the interceptor and prior to discharging to the public foul sewer | Sheaf Close, Northampton, MH 9902 | SP7194062950 | SP7199462932 | [54 empty] | 2500 | mg/l | [54 empty] | 0.3 | l/s | [48 empty] | 11 | pH | 6 | pH | [18 empty] | 1000 | mg/l | [16 empty] | 43 | °C | [8 empty] | 5 | m³/d
GREAT BILLING STW | S01BGSBUNTKA1 | Consent | Live | No | TECO-0004-2024 | BGS UK 2019 Limited T/A Bioguard | 109 Bunting Road | Northampton | Northamptonshire |  |  | NN2 6EE | 04/03/2024 | Used waters arising from the wash down of equipment and plant used in the manufacture of hygiene, cleaning and infection control products. | BGS UK 2019 Limited | 10 Cheyne Walk | Northampton | Northamptonshire |  |  | NN1 5PT | the wash area within the facility, prior to discharge to the public foul sewer | Bunting Road, Northampton, MH 5101 | SP7555662081 | SP7556662114 | [54 empty] | 2500 | mg/l | [54 empty] | 1 | l/s | [48 empty] | 10 | pH | 6 | pH | [18 empty] | 1000 | mg/l | [16 empty] | 43 | °C | [8 empty] | 0.5 | m³/d
GREAT BILLING STW | S01BHEALTHKA1 | Direction | Live | No | TEDI-0032-2024 | Baxter Healthcare Limited | Salthouse Road | Brackmills Industrial Estate | Northampton |  |  | NN4 7UF | 12/04/2024 | Used water from the technical testing of medical equipment. | Baxter Healthcare Limited | Caxton Way | Thetford | Norfolk |  |  | IP24 3SE | the manhole to the right hand side of reception, prior to discharge to the public foul sewer | Salthouse Road, Northampton, MH 3500 | SP7837258508 | SP7839958542 | [54 empty] | 5000 | mg/l | [54 empty] | 0.1 | l/s | [48 empty] | 10 | pH | 6 | pH | [18 empty] | 1000 | mg/l | [16 empty] | 43 | °C | [8 empty] | 1 | m³/d
GREAT BILLING STW | S01BGSJAMEKA1 | Consent | Live | No | TECO-0002-2024 | BGS UK 2019 Limited T/A Bioguard | 64a St James Mill Road | St James | Northampton | Northamptonshire |  | NN5 5JP | 04/03/2024 | Used waters arising from the wash down of equipment and plant used in the manufacture of hygiene, cleaning and infection control products. | BGS UK 2019 Limited | 10 Cheyne Walk | Northampton | Northamptonshire | England |  | NN1 5PT | the wash area within the factory, prior to discharge to the public foul sewer | St James Mill Road, Northampton, MH 5701 | SP7452459761 | SP7453959775 | [54 empty] | 2500 | mg/l | [54 empty] | 1 | l/s | [48 empty] | 10 | pH | 6 | pH | [18 empty] | 1000 | mg/l | [16 empty] | 43 | °C | [8 empty] | 0.5 | m³/d
GREAT BILLING STW | S01AHASTEEKA1 | Consent | Live | No | TECO-0075-2024 | A H Allen Steel Services Ltd. | Liliput Road | Northampton |  |  |  | NN4 7DT | 30/04/2024 | Used waters arising from the periodical washing of cab units and trailers. | Barrett Steel Limited | Barrett House | Cutler Heights Lane | Dudley Hill, Bradford |  |  | BD4 9HU | the exit roadway onto Liliput Road | Liliput Road, Northampton NN4 7DT | SP7751159183 | SP7748359203 | [54 empty] | 2500 | mg/l | [54 empty] | 0.1 | l/s | [48 empty] | 11 | pH | 6 | pH | [18 empty] | 1000 | mg/l | [16 empty] | 43 | °C | [8 empty] | 1 | m³/d
GREAT BILLING STW | S01TTRADELKA1 | Direction | Live | No | TEDI-0161-2024 | Tarmac - Northampton Concrete Plant | Boarden Close | Moulton Park Industrial Estate | Northampton |  |  | NN3 6LF | 30/10/2024 | Used waters arising from (i) the cleaning of cement batching vehicles and plant and (ii) surface water run-off, after settlement via a Wedge Pit. | Tarmac Trading Limited | Ground Floor, T3 Trinity Park | Bickenhill Lane | Birmingham |  |  | B37 7ES | a point prior to discharge to the public foul sewer, after passage through a settlement facility | the rear of the premises flowing to Boarden Close, Northampton, MH 2202 | SP7730165262 | SP7740065210 | [54 empty] | 2000 | mg/l | [54 empty] | 5.5 | l/s | [48 empty] | 12 | pH | 6 | pH | [18 empty] | 1000 | mg/l | [16 empty] | 43 | °C | [8 empty] | 30 | m³/d
GREAT BILLING STW | S01ALGARVEKA1 | Consent | Live | No | TECO-0189-2024 | Algarve Granite Ltd | Ross Road | Weedon Road Industrial Estate | Northampton | Northamptonshire |  | NN5 5AX | 17/10/2024 | Used waters arising from the cooling of saw blades and polishing pads in the production of stone worktops. | Algarve Granite Ltd | Ross Road | Weedon Road Industrial Estate | Northampton | Northamptonshire |  | NN5 5AX | the pipe after the filtration system, prior to discharge to the public foul sewer | Ross Road, Northampton, NN5 5AX, MH 5500 | SP7345960504 | SP7350860567 | [54 empty] | 1000 | mg/l | [54 empty] | 1 | l/s | [48 empty] | 10 | pH | 6 | pH | [18 empty] | 1000 | mg/l | [16 empty] | 43 | °C | [8 empty] | 10 | m³/d
GREAT BILLING STW | S01HORIBAIKA | Direction | Live | No | TEDI-0180-2024 | Horiba UK Ltd | Kyoto Close | Moulton Park Industrial Estate | Northampton |  |  | NN3 6FL | 21/01/2025 | Used waters arising from haematology analyser test samples and the cleaning of components in an ultrasonic bath, after pH correction. | Horiba UK Limited | Kyoto Close | Moulton Park Industrial Estate | Northampton | England |  | NN3 6FL | the sink in the laboratory, prior to discharging to the public foul sewer | Kyoto Close, Northampton, MH 0804 | SP7702064790 | SP7703064800 | [54 empty] | 5000 | mg/l | [54 empty] | 0.5 | l/s | [36 empty] | 250 | mg/l | [10 empty] | 10 | pH | 6 | pH | [18 empty] | 1000 | mg/l | [8 empty] | 1000 | mg/l | [6 empty] | 43 | °C | [8 empty] | 0.1 | m³/d
GREAT BILLING STW | S01CPVMORNKA1 | Consent | Live | No | TECO-0280-2024 | CPV Hand Car Wash | Customer Car park | Morrison's Supermarket | Kettering Road | Northampton |  | NN3 6AA | 09/01/2025 | Used water, after passage via an interceptor, from the external washing of vehicles only. | Car Park Valeting Limited | Simpson Wreford & Partners | Suffolk House | George Street | Croydon | Surrey | CR0 0YN | the outlet of the interceptor | the rear of Malcolm Terrace | SP7706662821 | SP7699462820 | [54 empty] | 2500 | mg/l | [54 empty] | 0.25 | l/s | [48 empty] | 11 | pH | 6 | pH | [18 empty] | 1000 | mg/l | [16 empty] | 43 | °C | [8 empty] | 4 | m³/d
GREAT BILLING STW | S01HOXGBILKA1 | Consent | Live | No | TECO-0065-2025 | Hand Car Wash - Tesco Car Park | Tesco, Northampton South | Clannell Road, | Northamptonshire |  |  | NN4 0JF | 03/04/2025 | Used waters arising from the external hand washing of vehicles, after passage through a silt trap and two-stage interceptor. | N Hoxha Valeting Services Limited | 10 Oakgrove Place | Northampton, | England |  |  | NN4 0SB | the wash bay, prior to discharge to the public foul sewer | Clannell Road, Northampton, MH 3802 | SP7440957918 | SP7431157874 | [54 empty] | 2500 | mg/l | [54 empty] | 0.5 | l/s | [48 empty] | 11 | pH | 6 | pH | [18 empty] | 1000 | mg/l | [16 empty] | 43 | °C | [8 empty] | 5 | m³/d
GREAT BILLING STW | S01GREENCOKA2 | Direction | Live | No | TEDI-0067-2025 | Greencore Food To Go Limited | Greencore Northampton | Unit K, 1 Clayfield Close Estate | Northampton, Northamptonshire |  |  | NN3 6QF | 14/10/2025 | Used water from the washing and cooking of rice, and from hygiene operations for the production area and equipment. | Greencore Food To Go Limited | Greencore Manton Wood | Retford Road | Manton Wood Enterprise Park | Worksop |  | S80 2RS | the manhole downstream from the grease trap, prior to discharge to the public foul sewer | the curtilage of the premises at north east corner, MH 9801 | SP7792764814 | SP7792464830 | [54 empty] | 5000 | mg/l | [54 empty] | 3 | l/s | [36 empty] | 250 | mg/l | [10 empty] | 10 | pH | 6 | pH | [18 empty] | 1000 | mg/l | [16 empty] | 43 | °C | [8 empty] | 130 | m³/d
GREAT BILLING STW | S01SIGNAGEKA1 | Direction | Live | No | TEDI-0072-2025 | Signage Plus UK Ltd T/A One To One Engravers | Unit 3, Cirrus Park | Lower Farm Road, Moulton Park | Northampton, Northamptonshire |  |  | NN3 6UR | 14/07/2025 | Used waters arising from the chemical etching of brass and steel components. | Signage Plus UK Limited | Unit 3, Cirrus Park | Lower Farm Road, Moulton Park | Northampton, Northamptonshire |  |  | NN3 6UR | the wastewater tank inside the production area, prior to discharge into the public foul sewer | the connection point rear of the site: MH ref. 1401 | SP7717765388 | SP7717065427 | [54 empty] | 3000 | mg/l | [16 empty] | 3 | mg/l | [36 empty] | 0.5 | l/s |  |  |  |  | 45 | mg/l | [26 empty] | 3 | mg/l | [14 empty] | 10 | pH | 6 | pH | [18 empty] | 1000 | mg/l | [16 empty] | 43 | °C | [8 empty] | 1 | m³/d | [14 empty] | 5 | mg/l
GREAT BILLING STW | S01BOSTROMKA | Direction | Live | No | TEDI-0097-2025 | KAB Seating Limited | Stone Circle Road | Round Spinney | Northampton, Northamptonshire |  |  | NN3 8RS | 08/08/2025 | Used water comprising treated effluent arising from the following processes: degreasing, metal phosphating, demineralised water plant, electrophoretic painting and floor scrubber machine. | KAB Seating Limited | Stone Circle Road | Round Spinney | Northampton, Northamptonshire |  |  | NN3 8RS | the discharge pipe after the effluent treatment plant and prior to discharge into the public foul sewer | Stone Circle Road, Northampton | SP7918065290 | SP7925065090 | [54 empty] | 2500 | mg/l | [54 empty] | 2.7 | l/s | [32 empty] | 2 | mg/l | [14 empty] | 10 | pH | 6 | pH | [18 empty] | 500 | mg/l | [16 empty] | 43 | °C | [8 empty] | 25 | m³/d | [14 empty] | 3 | mg/l
GREAT BILLING STW | S01TEM0211KA1 | Consent | Live | No | TECO-0084-2025 | Winvic Construction Plot 7 | Plot 7, Segro Logistics Park | Courteenhall | Northamptonshire |  |  | NN7 2QA | 28/04/2025 | Used waters arising from treated concrete wash waters and settled road sweeping waters, only to be discharged during the period from 28 April 2025 to 28 October 2025 inclusive. | Winvic Construction Limited | Brampton House, 19 Tenter Road | Moulton Park | Northamptonshire |  |  | NN3 6PZ | the manhole on site (MHFA4), prior to discharge to the public foul sewer | Northampton Road, MH 3400, Northamptonshire | SP7467554252 | SP7539454425 | [54 empty] | 2000 | mg/l | [54 empty] | 2 | l/s | [48 empty] | 10 | pH | 6 | pH | [18 empty] | 1000 | mg/l | [16 empty] | 43 | °C | [8 empty] | 10 | m³/d
GREAT BILLING STW | S01STERISGKA1 | Consent | Live | No | TECO-0087-2025 | Steris IMS Limited | Unit 1, Anglia Way | Moulton Park | Northamptonshire |  |  | NN3 6GF | 05/06/2025 | Used waters arising from the passivation and cleaning of stainless steel surgical instruments. | Steris IMS Limited | 2200 Renaissance | Basing View, Basingstoke | Hampshire | England |  | RG21 4EQ | the private MH outside, to the right of the reception, prior to discharge to the public foul sewer | Anglia Way, Northampton, MH 0603 | SP7698664712 | SP7700264678 | [54 empty] | 5000 | mg/l | [12 empty] | 3 | mg/l | [40 empty] | 3 | l/s | [32 empty] | 3 | mg/l | [14 empty] | 10 | pH | 6 | pH | [18 empty] | 1000 | mg/l | [16 empty] | 43 | °C | [8 empty] | 4 | m³/d
GREAT BILLING STW | S01CARLKEGKA1 | Consent | Live | No | TECO-0089-2025 | Carlsbeg Keg Storage Facility | Heathfield Way | Kings Heath Industrial Estate | Northampton, Northamptonshire |  |  | NN5 7QP | 06/05/2025 | Used waters arising from the (i) washing of kegs, (ii) the decanting lines and (iii) associated equipment. | CMBC Supply Limited | Marston's House, | Brewery Road, | Wolverhampton, | England |  | WV1 4JT | the bunded washing area (inside the building), prior to discharge to the public foul sewer | Heathfield Way, Northampton, MH 3302 | SP7431862433 | SP7431262371 | [54 empty] | 10000 | mg/l | [54 empty] | 1 | l/s | [48 empty] | 10 | pH | 6 | pH | [18 empty] | 1000 | mg/l | [16 empty] | 43 | °C | [8 empty] | 14 | m³/d
GREAT BILLING STW | S01GREENCOKA | Direction | Live | No | TEDI-0068-2025 | Greencore Food to Go Ltd | 15-17 Deer Park Road | Moulton Estate | Northampton, Northamptonshire |  |  | NN3 6RX | 09/07/2025 | Contaminated run-off from washing of food processing containers and rainwater. | Greencore Food to Go Limited | Greencore Manton Wood | Retford Road | Manton Wood Enterprise Park | Worksop |  | S80 2RS | the SW run-off point, prior to entry to the public foul sewer | Red House Road, Northampton, MH 2002 | SP7721765036 | SP7727265063 | [54 empty] | 4000 | mg/l | [54 empty] | 1 | l/s | [48 empty] | 10 | pH | 6 | pH | [18 empty] | 500 | mg/l | [16 empty] | 43 | °C | [8 empty] | 5 | m³/d
GREAT BILLING STW | S01HTELFERKA | Direction | Live | No | TEDI-0069-2025 | Greencore Food to Go Ltd | 15-17 Deer Park Road | Moulton Park Industrial Estate | Northampton, Northamptonshire |  |  | NN3 6RX | 09/07/2025 | Used waters, following pre-treatment through a dissolved air flotation (DAF) plant, arising from food production. | Greencore Food to Go Limited | Greencore Manton Wood | Retford Road | Manton Wood Enterprise Park | Worksop, England |  | S80 2RS | the after DAF treatment within the treatment plant, prior to discharge to the public foul sewer | manhole 1002 at Red House Road, Northampton | SP7224065000 | SP7719065050 | [54 empty] | 2800 | mg/l | [54 empty] | 11 | l/s | [36 empty] | 250 | mg/l | [10 empty] | 10 | pH | 6 | pH | [18 empty] | 1000 | mg/l | [16 empty] | 43 | °C | [8 empty] | 600 | m³/d
GREAT BILLING STW | S01AGRIENEKA | Direction | Live | No | TEDI-0142-2025 | Olleco | Northampton Road | Blisworth | Northampton, Northamptonshire |  |  | NN7 3DR | 31/12/2025 | Used waters arising from (i) the internal and external washing of vehicles and containers (ii) yard washing and (iii) contaminated surface water runoff after passage through an interceptor. | Olleco | Northampton Road | Blisworth | Northampton, Northamptonshire |  |  | NN7 3DR | the MH after the interceptor, prior to discharge to the public foul sewer | located at the rear of the premises, MH 7500 | SP7263054320 | SP7272554587 | [54 empty] | 3000 | mg/l | [54 empty] | 0.5 | l/s | [36 empty] | 250 | mg/l | [10 empty] | 10 | pH | 6 | pH | [18 empty] | 1000 | mg/l | [16 empty] | 43 | °C | [8 empty] | 5 | m³/d
GREAT BILLING STW | S01SPLGBILKA1 | Consent | Live | No | TECO-0122-2025 | Stabilised Pavements Limited | Ironstone House, | High Street, | Scaldwell, Northamptonshire |  |  | NN6 9JS | 20/06/2025 | Used water, after passage via an interceptor, from the external washing of (i) vehicles, (ii) plant and (iii) equipment only. | Stabilised Pavements Limited | Ironstone House, | High Street, | Scaldwell, | Northampton |  | NN6 9JS | the vehicle wash bay, prior to discharge to the public foul sewer | High street, Scaldwell, MH 7301 | SP7668072288 | SP7670672311 | [54 empty] | 2500 | mg/l | [54 empty] | 0.1 | l/s | [48 empty] | 11 | pH | 6 | pH | [18 empty] | 1000 | mg/l | [16 empty] | 43 | °C | [8 empty] | 2 | m³/d
GREAT BILLING STW | S01TRAVISPKA | Direction | Live | No | TEDI-0107-2025 | Wickes Building Supplies Limited | Wickes Store Delivery Centre | Unit F, Salthouse Road | Northampton, Northamptonshire |  |  | NN4 7EX | 07/07/2025 | Used waters from the external washing of vehicles and washing of the shop floor using a floor scrubber. | Wickes Building Supplies Limited | Vision House | 19 Colonial Way | Watford |  |  | WD24 4JL | the outlet from the vehicle wash bay, prior to discharge to the public foul sewer | Salthouse Road, Northampton, MH 5151 | SP7849058590 | SP7835058630 | [54 empty] | 2500 | mg/l | [54 empty] | 0.4 | l/s | [48 empty] | 11 | pH | 6 | pH | [18 empty] | 1000 | mg/l | [16 empty] | 43 | °C | [8 empty] | 5 | m³/d
GREAT BILLING STW | S01ECOFLEXKA1 | Consent | Live | No | TECO-0180-2025 | Ecoflexibles Limited | 13 - 14 Edgemead Close | Round Spinney Edgemead Close | Round Spinney Industrial Estate | Northampton, Northamptonshire |  | NN3 8RG | 30/09/2025 | Used waters arising from the washing of flexographic polymer plates using detergent, after filtration. | Ecoflexibles Limited | 13 - 14 Edgemead Close | Round Spinney Edgemead Close | Round Spinney Industrial Estate | Northampton, Northamptonshire |  | NN3 8RG | the point after filtration system, prior to discharge to the public foul sewer | Edgemead Close, MH 4202 | SP7938065275 | SP7942565278 | [54 empty] | 15000 | mg/l | [54 empty] | 1 | l/s | [36 empty] | 500 | mg/l | [10 empty] | 10 | pH | 6 | pH | [18 empty] | 2000 | mg/l | [16 empty] | 43 | °C | [8 empty] | 0.05 | m³/d
GREAT BILLING STW | S01ALLENGBKA1 | Consent | Live | No | TECO-0267-2025 | Allen Ford Northampton | Fairground Way | Riverside Retail Park | Northampton, Northamptonshire |  |  | NN3 9HU | 21/01/2026 | Used water, after passage via an interceptor, from the external washing of vehicles only. | Allen Ford (UK) Limited | Allen Ford- Warwick | Tachbrook Park Drive, | Warwick, Warwickshire |  |  | CV34 6SY | the interceptor in the car park, prior to discharge to the public foul sewer | Fairground Way, Northampton, MH 6104 | SP7959161150 | SP7960461137 | [54 empty] | 2500 | mg/l | [54 empty] | 0.08 | l/s | [48 empty] | 11 | pH | 6 | pH | [18 empty] | 1000 | mg/l | [16 empty] | 43 | °C | [8 empty] | 1.3 | m³/d
GREAT BILLING STW | S01TEM0243KA1 | Consent | Live | No | TECO-0004-2026 | Winvic Construction Limited | Plot 7, Segro Logistics Park | Courteenhall, | Northampton | Northamptonshire |  | NN7 2QA | 14/01/2026 | Settled road sweeping waters, only to be discharged during the period from 19 Jan 2026 to 19 June 2026 inclusive. | Winvic Construction Limited | Brampton House | 19 Tenter Road, Moulton Park | Northampton | Northamptonshire |  | NN3 6PZ | the foul connection on site, ref. MHFA4 | a point near Roman Road, MH 3400 | SP7520954203 | SP7538954424 | [54 empty] | 2500 | mg/l | [54 empty] | 1 | l/s | [48 empty] | 10 | pH | 6 | pH | [18 empty] | 1000 | mg/l | [16 empty] | 43 | °C | [8 empty] | 0.6 | m³/d
GREAT BILLING STW | S01TEM0247KA1 | Consent | Live | No | TECO-0015-2026 | PX Limited Northampton | 25 St James Mill Road | Northampton, | Northamptonshire |  |  | NN5 5JN | 05/03/2026 | Used water from the hydro testing of water storage tanks, only to be discharged during the period from 05 March 2026 to 05 September 2026 inclusive. | PX Limited | Boaz House Teesdale Business Park | Massey Road, | Thornaby, Stockton-On-Tees |  |  | TS17 6EX | the hydro testing area, prior to discharge to the public foul sewer | St James Mill Road, Northampton, MH 2153 | SP7431960158 | SP7429360177 | [54 empty] | 2500 | mg/l | [54 empty] | 1 | l/s | [48 empty] | 10 | pH | 6 | pH | [18 empty] | 1000 | mg/l | [16 empty] | 43 | °C | [8 empty] | 86 | m³/d
GREAT BILLING STW | S01COOKEDMKA | Direction | Live | No | TEDI-0009-2026 | CMC | 12 Gate Lodge Close | Round Spinney Industrial Estate | Northampton | Northamptonshire |  | NN3 8RJ | 06/04/2026 | Used waters generated during the (i) processing, tumbling, packaging and cooking of meat products with seasonings, sauces and marinades, (ii) further processing of cooked products including slicing, mincing and pulling and (iii) contaminated surface water run-off from the yard area. | Cooked Meat Co. Limited T/A CMC | 12 Gate Lodge Close | Round Spinney Industrial Estate | Northampton | Northamptonshire |  | NN3 8RJ | the final inspection chamber, prior to discharging to the public foul sewer | Gatelodge Close, Northampton, MH ref. 4901 | SP7936064930 | SP7940064920 | [54 empty] | 5000 | mg/l | [54 empty] | 1 | l/s | [36 empty] | 250 | mg/l | [10 empty] | 10 | pH | 6 | pH | [18 empty] | 1500 | mg/l | [16 empty] | 43 | °C | [8 empty] | 25 | m³/d
GREAT BROMLEY STW | S01NATCARAKA | Direction | Live | No | TEDI-0079-2023 | Manheim Limited | Colchester Road | Frating | Colchester | Essex |  | CO7 7DX | 23/01/2024 | Used water from the external jet-washing of road vehicles, after passage through a three stage interceptor. | Manheim Limited | Central House | Leeds Road | Rothwell | Leeds |  | LS26 0JE | a point following the interceptor and prior to the site pumping station | manhole 0202 at Colchester Road, Frating | TM1008923751 | TM0909723279 | [54 empty] | 2500 | mg/l | [54 empty] | 1 | l/s | [48 empty] | 11 | pH | 6 | pH | [18 empty] | 1000 | mg/l | [16 empty] | 43 | °C | [8 empty] | 2 | m³/d
GREAT CHESTERFORD STW | S01HINXMORKA1 | Direction | Live | No | ADZ 259 | Hinxton Hall Limited | Wellcome Trust Genome Campus | Morgan Building | Hinxton, Cambridge |  |  | CB10 1RQ | 01/05/2015 | Used water arising from genetic and biomedical research. | Hinxton Hall Limited | C/O Christine Hill | Gibbs Building,215 Euston Road | London |  |  | NW1 2BE | at the manhole at the rear corner of the Morgan Building opposite the RSF Building | at the inlet to Great Chesterford STW | TL4981044500 | TL4986044470 | [54 empty] | 3000 | mg/l | [54 empty] | 33 | l/s | [48 empty] | 10 | pH | 6 | pH | [18 empty] | 800 | mg/l | [8 empty] | 1000 | mg/l | [6 empty] | 45 | °C | [8 empty] | 5 | m³/d
GREAT CHESTERFORD STW | S01HINXSSBKA1 | Consent | Live | No | ACZ 252 | Hinxton Hall Limited | Sanger Sequencing Building (SSB) | Wellcome Trust Genome Campus | Hinxton | Cambridge |  | CB10 1RQ | 11/03/2015 | Used water from a laboratory performing biomedical research and genetic sequencing. | Hinxton Hall Limited | c/o Christine Hill | Gibbs Building | 215 Euston Road | London |  | NW1 2BE | at a point prior to discharge to terminal pumping station, within site curtilage | at inlet of Great Chesterford WRC | TL4986644472 | TL5006044020 | [54 empty] | 3000 | mg/l | [54 empty] | 33 | l/s | [48 empty] | 10 | pH | 6 | pH | [18 empty] | 1000 | mg/l | [16 empty] | 45 | °C | [8 empty] | 15 | m³/d
GREAT CHESTERFORD STW | S01HINXTONKA2 | Direction | Live | No | ADZ 239 | Hinxton Hall Limited | West Pavillion, | Wellcome Trust Genome Campus | Hinxton, Cambridge |  |  | CB10 1RQ | 01/05/2015 | Used water arising from genetic and biomedical research. | Hinxton Hall Limited | C/O Christine Hill, | Gibbs Building,215 Euston Road | London |  |  | NW1 2BE | at the drain outside labs before entry to private PS | at adopted rising main from private PS | TL4974144516 | TL4973644508 | [54 empty] | 2500 | mg/l | [54 empty] | 60 | l/s | [48 empty] | 10 | pH | 6 | pH | [18 empty] | 750 | mg/l | [8 empty] | 1000 | mg/l | [6 empty] | 45 | °C | [8 empty] | 10 | m³/d
GREAT CHESTERFORD STW | S01HINXTONKA | Direction | Live | No | TEDI-0017-2017 | Hinxton Hall Limited | Sanger Centre, | Wellcome Trust Genome Campus | Hinxton Hall | Hinxton, Cambridge |  | CB10 1RQ | 05/03/2018 | Used water arising from genetic and biomedical research. | Hinxton Hall Limited | C/O Christine Hill | Gibbs Building, 215 Euston Road | London |  |  | NW1 2BE | the TE Inflow to the Sanger Centre Pumping Station | the inlet to Great Chesterford STW, Great Chesterford | TL4974144516 | TL4973644508 | [54 empty] | 3000 | mg/l | [54 empty] | 33 | l/s | [48 empty] | 10 | pH | 6 | pH | [18 empty] | 300 | mg/l | [16 empty] | 45 | °C | [8 empty] | 250 | m³/d
GREAT CHESTERFORD STW | S01HINXRSFKA2 | Consent | Live | No | TECO-0043-2025 | Hinxton Hall Limited | Research Support Facility | Wellcome Genome Campus | Hinxton, Cambridgeshire |  |  | CB10 1SA | 03/04/2025 | Used water arising from laboratory based genetic and biomedical research. | Hinxton Hall Limited | Gibbs Building, 215 Euston Road, | London, England |  |  |  | NW1 2BE | the manhole to the rear of the Morgan Building opposite the RSF building | the inlet to Great Chesterford WRC | TL4986244474 | TL5006744024 | [54 empty] | 2500 | mg/l | [54 empty] | 1 | l/s | [48 empty] | 10 | pH | 6 | pH | [18 empty] | 1000 | mg/l | [16 empty] | 43 | °C | [8 empty] | 1 | m³/d
GREAT CORNARD STW | S01TESCSUDKA | Direction | Live | No | ADZ 683 | Tesco Petrol Filling Station | Woodhall Business Park | Springlands Way | Sudbury |  |  | CO10 1GY | 01/09/2016 | Used water from an automatic vehicle wash. | Tesco Stores Limited | Tesco House | Shire Park | Welwyn Garden City | Hertfordshire |  | AL7 1GA | at a point prior to discharge to the public foul sewer | at Springlands Way running to Richard Burn Way. | TL8739142833 | TL8744042807 | [54 empty] | 2500 | mg/l | [54 empty] | 0.3 | l/s | [48 empty] | 11 | pH | 6 | pH | [18 empty] | 1000 | mg/l | [16 empty] | 45 | °C | [8 empty] | 10 | m³/d
GREAT CORNARD STW | S01BARRETTKA1 | Direction | Live | No | ADW 239 | Lookers Ford | Chilton Industrial Estate | Northern Road | Sudbury | Suffolk |  | CO10 2XQ | 01/03/2012 | Wastewater, after passage via a suitable and well maintained interceptor, from the external washing of vehicles. | Lookers of Manchester Limited | 776 Chester Road | Stretford | Manchester |  |  | M32 0GE | at a point after the interceptor, prior to discharge to the public foul sewer. | at Northern Road, Chilton Industrial Estate | TL8864042080 | TL8841042250 | [54 empty] | 2500 | mg/l | [54 empty] | 0.5 | m³/hr | [36 empty] | 250 | mg/l | [10 empty] | 11 | pH | 6 | pH | [18 empty] | 1000 | mg/l | [8 empty] | 1000 | mg/l | [6 empty] | 45 | °C | [8 empty] | 2 | m³/d
GREAT CORNARD STW | S01HEDINGHKA1 | Direction | Live | No | ADX 131 | H C Chambers & Son Limited | Meekings Road | Chilton Industrial Estate | Sudbury, Suffolk |  |  | CO10 6XE | 01/11/2012 | Wastewaters, after passage through a three-stage interceptor, from an automatic bus wash. | H C Chambers & Son Limited | c/o/ The Go-Ahead Group PLC | 3rd Floor, 41-51 Grey Street | Newcastle-upon-Tyne |  |  | NE1 6EE | after discharge from the interceptor, prior to discharge to the public foul sewer. | at Meekings Road, Sudbury | TL8847041590 | TL8852041570 | [54 empty] | 2500 | mg/l | [54 empty] | 1 | m³/hr | [36 empty] | 250 | mg/l | [10 empty] | 11 | pH | 6 | pH | [18 empty] | 1000 | mg/l | [8 empty] | 1000 | mg/l | [6 empty] | 45 | °C | [8 empty] | 5 | m³/d
GREAT CORNARD STW | S01GCORTRAKA1 | Direction | Live | No | ADZ 520 | Traction Batteries (South East) | 11 Addison Road | Chilton Industrial Estate | Sudbury |  |  | CO10 2YW | 01/03/2016 | Used water from the external jet washing and steam cleaning of vehicles, after passage via silt trap. | Lercot Limited | 11 Addison Road | Chilton Industrial Estate | Sudbury | Suffolk |  | CO10 2YW | at a point prior to discharge into the public foul sewer | at Northern Road, Sudbury | TL8857042000 | TL8857042000 | [54 empty] | 2500 | mg/l | [54 empty] | 1 | l/s | [48 empty] | 11 | pH | 6 | pH | [18 empty] | 1000 | mg/l | [16 empty] | 45 | °C | [8 empty] | 0.5 | m³/d
GREAT CORNARD STW | S01GTCMTMPKA | Consent | Live | No | ACZ 341 | MTM Plant & Sales Limited | Milner Road | Chilton Industrial Estate | Sudbury | Suffolk |  | CO10 2XG | 19/08/2015 | Used water from plant washing, after passage via an interceptor. | MTM Plant & Sales Limited | Milner Road | Chilton Industrial Estate | Sudbury | Suffolk |  | CO10 2XG | at a point after the interceptor, prior to discharge to the public foul sewer | at Northern Road | TL8890241738 | TL8881741723 | [54 empty] | 2500 | mg/l | [54 empty] | 0.5 | l/s | [48 empty] | 11 | pH | 6 | pH | [18 empty] | 1000 | mg/l | [16 empty] | 45 | °C | [8 empty] | 2 | m³/d
GREAT CORNARD STW | S01HOWLETTKA | Direction | Live | No | ADZ 575 | Gainsborough Service Station | Northern Road | Chilton, Sudbury |  |  |  | CO10 2YH | 01/05/2016 | Used water after passage through an interceptor, from an automatic vehicle wash. | Malthurst Petroleum Limited | Vincent House | 4 Grove Lane | Epping, Surrey |  |  | CM16 4LH | at a point after discharge from the vehicle wash | at Northern Road, Sudbury | TL8881041580 | TL8881041590 | [54 empty] | 2500 | mg/l | [54 empty] | 1 | m³/hr | [48 empty] | 11 | pH | 6 | pH | [18 empty] | 1000 | mg/l | [16 empty] | 45 | °C | [8 empty] | 8 | m³/d
GREAT CORNARD STW | S01AGRIBUSKA | Direction | Live | No | ADW 226 | Agri Business Limited | Mills Road | Chilton Industrial Estate | Sudbury | Suffolk |  | CO10 2XX | 01/02/2012 | Wastewaters arising from the vehicle washing area, after passage through a silt trap & interceptor. | Agri Business Limited | Mills Road | Chilton Industrial Estate | Sudbury | Suffolk |  | CO10 2XX | at a point of discharge from the interceptor & before entry to the public foul sewer | at Mills Road, Sudbury | TL8847041530 | TL8843041520 | [54 empty] | 2500 | mg/l | [54 empty] | 1 | m³/hr | [36 empty] | 250 | mg/l | [10 empty] | 11 | pH | 6 | pH | [18 empty] | 1000 | mg/l | [8 empty] | 1000 | mg/l | [6 empty] | 45 | °C | [8 empty] | 4 | m³/d
GREAT CORNARD STW | S01GTCLONIKA1 | Direction | Live | No | ADZ 504 | Shine on Hand Car Wash | Unit 8 | Byford Road | Chilton Industrial Estate | Sudbury |  | CO10 2YG | 01/03/2016 | Used water after passage via a silt trap, from washing of vehicles. | Shine on HCW Ltd | Unit 8, Byford Road | Sudbury | Suffolk |  |  | CO10 2YG | at a point prior to discharge into the public foul sewer | at Northern Road, Chilton Industrial Estate, Sudbury | TL8854042180 | TL8854042180 | [54 empty] | 2500 | mg/l | [54 empty] | 0.5 | l/s | [48 empty] | 11 | pH | 6 | pH | [18 empty] | 1000 | mg/l | [16 empty] | 45 | °C | [8 empty] | 4 | m³/d
GREAT CORNARD STW | S01GTCCONCKA | Consent | Live | No | TECO-0085-2020 | Breedon Southern Ltd | Sudbury RMX | Chilton Industrial Estate | Meekings Road | Sudbury | Suffolk | CO10 6XQ | 04/08/2020 | Contaminated surface water, after passage through a settlement tank, from a concrete batching yard. | Breedon Southern Limited | Pinnacle House | Breedon on the Hill | Derby |  |  | DE73 8AP | a point after settlement and prior to discharge into the public foul sewer | manhole No. 6401 in the footpath on Newton Road, Sudbury | TL8857041470 | TL8865041490 | [54 empty] | 2000 | mg/l | [54 empty] | 3 | l/s | [48 empty] | 12 | pH | 6 | pH | [18 empty] | 1000 | mg/l | [16 empty] | 43 | °C | [8 empty] | 12 | m³/d
GREAT CORNARD STW | S01GTCDAROKA | Direction | Live | No | TEDI-0016-2021 | Daro Manufacturing Services Limited | Churchfield Road | Chilton Industrial Estate | Sudbury | Suffolk |  | CO10 2YA | 18/05/2021 | Rinse waters arising from the operations of the 'Vixen Phoswash' degreasing machine. | Daro Manufacturing Services Limited | Churchfield Road | Chilton Industrial Estate | Sudbury | Suffolk |  | CO10 2YA | a point after the effluent holding tank and prior to discharging into the public foul sewer | manhole 6203 at the rear of the site in Churchfield Road, Sudbury | TL8863542265 | TL8865442252 | [54 empty] | 1500 | mg/l | [54 empty] | 2 | l/s | [32 empty] | 2.5 | mg/l | [14 empty] | 10 | pH | 6 | pH | [8 empty] | 500 | mg/l | [8 empty] | 500 | mg/l | [16 empty] | 43 | °C | [8 empty] | 0.6 | m³/d | [14 empty] | 5 | mg/l
GREAT CORNARD STW | S01GTCENTEKA1 | Consent | Live | No | TECO-0025-2021 | Enterprise Rent-A-Car UK Limited | Chilton Garage | Northern Road | Chilton Industrial Estate | Sudbury | Suffolk | CO10 2XQ | 03/02/2021 | Used water, after passage via an interceptor, from the external washing of vehicles only. | Enterprise Rent-A-Car UK Limited | Enterprise House | Vicarage Road | Egham | Surrey |  | TW20 9FB | a point after the interceptor and prior to entering the public foul sewer | the south of the site, perpendicular to Northern Road | TL8883341637 | TL8882541596 | [54 empty] | 2500 | mg/l | [54 empty] | 0.2 | l/s | [48 empty] | 11 | pH | 6 | pH | [18 empty] | 1000 | mg/l | [16 empty] | 43 | °C | [8 empty] | 2 | m³/d
GREAT CORNARD STW | S01RICHFD1KA | Direction | Live | No | TEDI-0304-2021 | E M Richford Limited | 9 Curzon Road | Chilton Industrial Estate | Sudbury | Suffolk |  | CO10 2XW | 09/02/2022 | Used water from the wash-out unit used in the polyplate process. | E M Richford Limited | Devonshire House | 60 Goswell Road | London |  |  | EC1M 7AD | a point after discharge from the wash-out unit and prior to discharge into the public foul sewer | Curzon Road, Chilton Industrial Estate, Sudbury | TL8864041540 | TL8865041490 | [54 empty] | 100000 | mg/l | [54 empty] | 1 | l/s | [48 empty] | 10 | pH | 6 | pH | [18 empty] | 1000 | mg/l | [8 empty] | 1000 | mg/l | [6 empty] | 43 | °C | [8 empty] | 0.05 | m³/d
GREAT CORNARD STW | S01RICHFD2KA | Direction | Live | No | TEDI-0305-2021 | E M Richford Limited | 9 Curzon Road | Chilton Industrial Estate | Sudbury, Suffolk |  |  | CO10 2XW | 09/02/2022 | Used water comprising spent developer from photographic processes. | E M Richford Limited | Devonshire House | 60 Goswell Road | London |  |  | EC1M 7AD | a point prior to discharge into the public foul sewer | Curzon Road | TL8864041540 | TL8865041490 | [54 empty] | 100000 | mg/l | [54 empty] | 0.5 | l/s | [48 empty] | 11 | pH | 6 | pH | [18 empty] | 4000 | mg/l | [16 empty] | 43 | °C | [8 empty] | 0.025 | m³/d
GREAT CORNARD STW | S01GTCMELAKA1 | Direction | Live | No | TEDI-0306-2021 | Mel Aviation Limited | Laurence Walter House | 32 Addison Road | Sudbury, Suffolk |  |  | CO10 2YW | 10/02/2022 | Used waters arising from pressure washing of water tanks and toilet components. | Mel Aviation Limited | Laurence Walter House | 32 Addison Road | Sudbury, Suffolk |  |  | CO10 2YW | a point within the premises prior to discharging to the public foul sewer | Northern Road, Sudbury | TL8845042140 | TL8854042170 | [54 empty] | 600 | mg/l | [54 empty] | 0.5 | l/s | [48 empty] | 10 | pH | 6 | pH | [18 empty] | 200 | mg/l | [16 empty] | 43 | °C | [8 empty] | 0.5 | m³/d
GREAT CORNARD STW | S01GTCMELAKA3 | Direction | Live | No | TEDI-0307-2021 | Mel Aviation Limited | Laurence Walter House | 32 Addison Road | Sudbury, Suffolk |  |  | CO10 2YW | 10/02/2022 | Used waters arising from aircraft toilet component test laboratory. | Mel Aviation Limited | Laurence Walter House | 32 Addison Road | Sudbury, Suffolk |  |  | CO10 2YW | a point within the premises prior to discharging to the public foul sewer | Northern Road, Sudbury | TL8845042140 | TL8850042190 | [54 empty] | 500 | mg/l | [16 empty] | 2 | mg/l | [36 empty] | 0.5 | l/s | [48 empty] | 10 | pH | 6 | pH | [18 empty] | 250 | mg/l | [16 empty] | 43 | °C | [8 empty] | 0.5 | m³/d
GREAT CORNARD STW | S01GTCANTEKA1 | Direction | Live | No | TEDI-0038-2023 | Antec International Limited | Meekings Road | Chilton Industrial Estate | Sudbury | Suffolk |  | CO10 2XE | 10/05/2023 | Used waters from analytical laboratory including spent reagents and rinsewater from cleaning laboratory equipment. | Antec International Limited | Windham Road | Chilton Industrial Estate | Sudbury | Suffolk |  | CO10 2XD | the sample chamber prior to discharge into the public foul sewer | the rear of the premises | TL8858541523 | TL8862041520 | [54 empty] | 1000 | mg/l | [12 empty] | 5 | mg/l |  |  | 3 | mg/l | [36 empty] | 0.2 | l/s | [48 empty] | 10 | pH | 6 | pH | [18 empty] | 250 | mg/l | [8 empty] | 1000 | mg/l | [6 empty] | 43 | °C | [8 empty] | 0.1 | m³/d
GREAT CORNARD STW | S01GTCANTEKA3 | Direction | Live | No | TEDI-0040-2023 | Antec International Limited | Windham Road | Chilton Industrial Estate | Sudbury | Suffolk |  | CO10 2XD | 10/05/2023 | Used water from analytical laboratory including spent reagents and rinse-waters from the cleaning of laboratory equipment. | Antec International Limited | Windham Road | Chilton Industrial Estate | Sudbury | Suffolk |  | CO10 2XD | a point on the drain outside the laboratory | Windham Road, Sudbury | TL8854041670 | TL8853041670 | [54 empty] | 2000 | mg/l | [54 empty] | 1 | l/s | [48 empty] | 10 | pH | 6 | pH | [18 empty] | 250 | mg/l | [8 empty] | 1800 | mg/l | [6 empty] | 43 | °C | [8 empty] | 1 | m³/d
GREAT CORNARD STW | S01GTCSIEMKA2 | Direction | Live | No | TEDI-0053-2023 | Siemens Healthcare Diagnostics Manufacturing Ltd | Northern Road | Sudbury | Suffolk |  |  | CO10 2XQ | 12/02/2024 | Used water from cleaning in place (CIP), reagent production (bottling lines and chemical reactor processes) and QA laboratory. | Siemens Healthcare Diagnostics Manufacturing Ltd | Park View | Watchmoor Park | Camberley | Surrey |  | GU15 3YL | the tap on the discharge pipe to the rear of the building | Northern Road, Sudbury | TL8885141967 | TL8877141956 | [54 empty] | 1000 | mg/l | [16 empty] | 2 | mg/l | [36 empty] | 1 | l/s | [40 empty] | 90 | % | 90 | % | 90 | % |  |  | 11 | pH | 6 | pH | [18 empty] | 250 | mg/l | [16 empty] | 43 | °C | [8 empty] | 11 | m³/d | [14 empty] | 2 | mg/l
GREAT CORNARD STW | S01COOKSONKA1 | Direction | Live | No | TEDI-0070-2023 | Oxerra Pigments UK Limited | Milner Road | Sudbury | Suffolk |  |  | CO10 2XG | 28/06/2023 | Contaminated surface water run-off from the open yard area at the premises, discharged via an effluent holding tank. | Oxerra Pigments UK Limited | Liverpool Road East | Kidsgrove | Stoke-On-Trent | Staffordshire |  | ST7 3AA | a point after the effluent holding tank and prior to discharge into the public foul sewer | Milner Road, Sudbury | TL8899441674 | TL8900241638 | [54 empty] | 1000 | mg/l | [54 empty] | 4 | l/s | [48 empty] | 10 | pH | 6 | pH | [18 empty] | 500 | mg/l | [16 empty] | 43 | °C | [8 empty] | 10 | m³/d
GREAT CORNARD STW | S01GTCANTEKA2 | Direction | Live | No | TEDI-0039-2023 | Antec International Limited | Windham Road | Chilton Industrial Estate | Sudbury | Suffolk |  | CO10 2XD | 10/05/2023 | Used water comprising compressor condensate. | Antec International Limited | Windham Road | Chilton Industrial Estate | Sudbury | Suffolk |  | CO10 2XD | a point after discharge from the compressor and before entry into the public foul sewer | Windham Road, Sudbury | TL8851041710 | TL8848041680 | [54 empty] | 2000 | mg/l | [54 empty] | 0.025 | l/s | [48 empty] | 10 | pH | 6 | pH | [18 empty] | 1000 | mg/l | [16 empty] | 43 | °C | [8 empty] | 1 | m³/d
GREAT CORNARD STW | S01GTCANTEKA4 | Direction | Live | No | TEDI-0041-2023 | Antec International Limited | Windham Road | Chilton Industrial Estate | Sudbury | Suffolk |  | CO10 2XD | 10/05/2023 | Used water from the washing down of containers. | Antec International Limited | Windham Road | Chilton Industrial Estate | Sudbury | Suffolk |  | CO10 2XD | the washdown bay at the rear of the premises | Windham Road, Sudbury | TL8858041670 | TL8848041690 | [54 empty] | 5000 | mg/l | [54 empty] | 0.3 | l/s | [48 empty] | 10 | pH | 6 | pH | [18 empty] | 500 | mg/l | [8 empty] | 1800 | mg/l | [6 empty] | 43 | °C | [8 empty] | 5 | m³/d
GREAT CORNARD STW | S01MAULDONKA | Direction | Live | No | TEDI-0168-2023 | Mauldons Brewery | 13 Churchfield Road | Sudbury | Suffolk |  |  | CO10 2YA | 13/11/2023 | Used waters arising from the brewing process. | Nedging Hall Estate Limited T/A Mauldons Brewery | 13 Churchfield Road | Sudbury | Suffolk |  |  | CO10 2YA | a point after discharge from the production area and before entry into the public foul sewer | Churchfield Road, Sudbury | TL8910942007 | TL8910041980 | [54 empty] | 13000 | mg/l | [54 empty] | 0.6 | l/s | [48 empty] | 10 | pH | 6 | pH | [18 empty] | 1000 | mg/l | [16 empty] | 43 | °C | [8 empty] | 12 | m³/d
GREAT CORNARD STW | S01GTCSIEMKA1 | Direction | Live | No | TEDI-0078-2024 | Siemens Healthcare Diagnostics Manufacturing Ltd | Northern Road | Sudbury | Suffolk |  |  | CO10 2XQ | 30/07/2024 | Used water from boiler blowdown, steam condensate, and 'Main' and 'Centaur' lines. | Siemens Healthcare Diagnostics Manufacturing Ltd | Park View | Watchmoor Park | Camberley | Surrey |  | GU15 3YL | a point after the v-notch weir in the manhole in the loading bay | Milner Road, Sudbury | TL8882041940 | TL8886941879 | [54 empty] | 2000 | mg/l | [54 empty] | 1 | l/s | [40 empty] | 90 | % | 90 | % | 90 | % |  |  | 12.5 | pH | 6 | pH | [18 empty] | 1000 | mg/l | [16 empty] | 43 | °C | [8 empty] | 16 | m³/d
GREAT CORNARD STW | S01GTCSIEMKA3 | Direction | Live | No | TEDI-0079-2024 | Siemens Healthcare Diagnostics Manufacturing Ltd | Northern Road | Sudbury | Suffolk |  |  | CO10 2XQ | 30/07/2024 | Used water from cleaning in place (CIP), reagent production (bottling lines and chemical reactor processes), Reverse Osmosis and de-ionised water treatment. | Siemens Healthcare Diagnostics Manufacturing Ltd | Park View | Watchmoor Park | Camberley | Surrey |  | GU15 3YL | a point after the v-notch weir in the manhole in the main car park | Milner Road, Sudbury | TL8885441920 | TL8886941879 | [54 empty] | 1000 | mg/l | [54 empty] | 1 | l/s | [40 empty] | 90 | % | 90 | % | 90 | % |  |  | 10 | pH | 6 | pH | [18 empty] | 250 | mg/l | [16 empty] | 43 | °C | [8 empty] | 32 | m³/d
GREAT CORNARD STW | S01NEWERAPKA | Direction | Live | No | TEDI-0173-2024 | JCS Hi-Torque Limited | Northern Road | Chilton Industrial Estate | Sudbury | Suffolk |  | CO10 2YH | 19/02/2025 | Used water comprising treated rinsewaters generated from the following only: 1 - zinc electroplating processes 2 - trivalent chrome passivation. | JCS Hi-Torque Limited | Northern Road | Chilton Industrial Estate | Sudbury | Suffolk |  | CO10 2YH | the outfall from the trade effluent treatment plant | Northern Road, Sudbury | TL8851442303 | TL8852042310 | [54 empty] | 400 | mg/l | [12 empty] | 1 | mg/l | [40 empty] | 2 | l/s | [48 empty] | 10 | pH | 6 | pH | [18 empty] | 150 | mg/l | [8 empty] | 1000 | mg/l | [6 empty] | 43 | °C | [8 empty] | 35 | m³/d | [14 empty] | 5 | mg/l
GREAT CORNARD STW | S01OMEGAXXKA1 | Direction | Live | No | TEDI-0194-2024 | Nestle Purina UK Manufacturing Operations Limited | Windham Road | Sudbury | Suffolk |  |  | CO10 2XD | 25/02/2025 | Used waters, after treatment consisting of screening, balancing and pH control, arising from (i) boiler blowdown procedures, (ii) the water softening plant, (iii) Pet Food Production Plant washdown, (iv) unrecovered condensate, and (v) wet scrubber wastes. | Nestle Purina UK Manufacturing Operations Limited | Haxby Road | York | England |  |  | YO31 8TA | the manhole adjacent to the boiler house after the discharge from the treatment plant, prior to discharging to the public foul sewer | Windham Road, Sudbury | TL8869041740 | TL8875141726 | [54 empty] | 4000 | mg/l |  |  |  |  | 4000 | mg/l | [48 empty] | 2.8 | l/s | [36 empty] | 250 | mg/l | [10 empty] | 10 | pH | 6 | pH | [18 empty] | 1500 | mg/l | [8 empty] | 1000 | mg/l | [6 empty] | 43 | °C | [8 empty] | 150 | m³/d | [14 empty] | 2 | mg/l
GREAT CORNARD STW | S01GTCHUWSKA1 | Consent | Live | No | TECO-0090-2025 | Huws Gray Sudbury | Alexandra Road | Sudbury | Suffolk |  |  | CO10 2XH | 20/05/2025 | Used waters arising from the washing of plant, tools and equipment, after passage through an interceptor. | Huws Gray Limited | Llangefni Industrial Estate, Llangefni | Anglesey | Wales |  |  | LL77 7JA | a point after the interceptor and prior to entering the main public foul sewer | Windham Road, Sudbury | TL8852841867 | TL8857841663 | [54 empty] | 2500 | mg/l | [54 empty] | 0.2 | l/s | [48 empty] | 11 | pH | 6 | pH | [18 empty] | 1000 | mg/l | [16 empty] | 43 | °C | [8 empty] | 1 | m³/d
GREAT DUNMOW STW | S01VALLEYSKA | Direction | Live | No | TEDI-0123-2018 | Dunmow Pumping Station | Mill Lane | Dunmow | Essex |  |  | CM6 1BG | 31/12/2018 | Backwash water from regeneration of water treatment iron removal filters. | Affinity Water Limited | Tamblin Way | Hatfield | Hertfordshire |  |  | AL10 9EZ | a point after discharge from the filters & before entry into the public foul sewer | Mill Lane, Great Dunmow | TL6296221999 | TL6295222019 | [54 empty] | 2000 | mg/l | [54 empty] | 5 | l/s |  |  |  |  | 20 | mg/l | [42 empty] | 10 | pH | 6 | pH | [18 empty] | 1000 | mg/l | [16 empty] | 45 | °C | [8 empty] | 12 | m³/d
GREAT DUNMOW STW | S01DUNPOOLKA1 | Consent | Live | No | TECO-0236-2023 | 1 Life Leisure Centre | Parsonage Downs | Dunmow, Essex |  |  |  | CM6 2AU | 07/09/2023 | Used water from the filter backwashing process and periodic drain-down of swimming pool contents. | 1 Life Management Solutions Limited | The Stables, | Duxbury Park, | Duxbury Hall Road, | Chorley, Lancashire |  | PR7 4AT | manhole 1900 at the front of the leisure centre | the front of the leisure centre | TL6207922951 | TL6214122918 | [54 empty] | 1000 | mg/l | [10 empty] | 5 | mg/l | [42 empty] | 18 | l/s | [48 empty] | 10 | pH | 6 | pH | [18 empty] | 1000 | mg/l | [16 empty] | 43 | °C | [8 empty] | 4.5 | m³/d
GREAT DUNMOW STW | S01GDUNWAVKA1 | Consent | Live | No | TECO-0248-2025 | Waves Hand Car Wash | Tesco Store | Stortford Rd | Great Dunmow | Essex |  | CM6 1SF | 13/01/2026 | Used water from the external washing of vehicles only. | Dunmow Splash and Shine Ltd T/A Waves Hand Car Wash | C/O Wim Accountants | 37 New North Road | Hainault | Ilford |  | IG6 2UE | the manhole to the rear of the car wash wet bay | Woodlands Park Drive | TL6164721961 | TL6165922082 | [54 empty] | 2500 | mg/l | [54 empty] | 0.5 | l/s | [48 empty] | 11 | pH | 6 | pH | [18 empty] | 1000 | mg/l | [16 empty] | 43 | °C | [8 empty] | 5 | m³/d
GREAT TOTHAM STW | S01GTFORREKA1 | Consent | Live | No | TECO-0113-2023 | Forrester Park Swimming Pool Limited | Beckingham Road | Great Totham | Maldon | Essex |  | CM9 8EA | 24/05/2023 | Used water from the filter backwashing process and periodic drain-down of swimming pool contents. | Forrester Park Swimming Pool Limited | Beckingham Road | Great Totham | Maldon | Essex |  | CM9 8EA | the plant room for the pool | a point in the car park of the pool facility | TL8662512095 | TL8657812113 | [54 empty] | 1000 | mg/l | [10 empty] | 5 | mg/l | [42 empty] | 4.4 | l/s | [48 empty] | 10 | pH | 6 | pH | [18 empty] | 1000 | mg/l | [16 empty] | 43 | °C | [8 empty] | 5 | m³/d
GREAT WENHAM STW | S01BENTLEYKA1 | Direction | Live | No | ADR 100 | Bentley Service Station | London Road | Capel St. Mary | Ipswich | Suffolk |  | IP9 2JT | 01/12/2006 | Wastewaters from vehicle washing. | Mr Neil Peter McCarthy T/A N P M Services | Bentley Service Station | London Road | Capel St. Mary | Ipswich | Suffolk | IP9 2JT | at a point prior to discharge | at London Road | TM1002038270 | TM0996038280 | [54 empty] | 2000 | mg/l | [54 empty] | 1 | m³/hr | [36 empty] | 250 | mg/l | [10 empty] | 11 | pH | 6 | pH | [18 empty] | 1000 | mg/l | [8 empty] | 1000 | mg/l | [6 empty] | 45 | °C | [8 empty] | 6 | m³/d
GREAT WENHAM STW | S01CAPELCWKA0 | Direction | Live | No | ADZ 325 | Capel Valeting Centre Ltd | Bypass Nurseries, | London Road | Capel St Mary, Ipswich |  |  | IP7 6RH | 01/07/2015 | Used water, after passage through an interceptor, from the external jet-washing of vehicles only. | Capel Valeting Centre Limited | Dickens House | Guithavon Street | Witham | Essex |  | CM8 1BJ | at a point after interceptor and prior to discharging to the public foul sewer | at London Road, Capel St Mary, Ipswich | TM0959037810 | TM0975038000 | [54 empty] | 2500 | mg/l | [54 empty] | 1 | l/s | [48 empty] | 11 | pH | 6 | pH | [18 empty] | 1000 | mg/l | [16 empty] | 45 | °C | [8 empty] | 5 | m³/d
GREAT WENHAM STW | S01GWENAALKA1 | Direction | Live | No | TEDI-0293-2022 | Asset Alliance Leasing Ltd | London Road | Capel St Mary | Ipswich | Suffolk |  | IP9 2JR | 23/01/2023 | Used water, after passage via an interceptor, from the external washing of vehicles only. | Asset Alliance Leasing Ltd | Arbuthnot House | 7 Wilson Street | London |  |  | EC2M 2SN | a point after the interceptor and prior to entering the public foul sewer | Manhole 8001, London Road | TM0984238071 | TM0983838073 | [54 empty] | 2500 | mg/l | [54 empty] | 2.5 | l/s | [48 empty] | 11 | pH | 6 | pH | [18 empty] | 1000 | mg/l | [16 empty] | 43 | °C | [8 empty] | 1 | m³/d
GRETTON STW | S01LWHEATGKA | Direction | Live | No | TEDI-0093-2024 | Livewheatgrass Limited | 25 High Street | Gretton | Corby | Northamptonshire |  | NN17 3DE | 22/10/2024 | Used water from the production of organic juices. | Livewheatgrass Limited | 25 High Street | Gretton | Corby | Northamptonshire |  | NN17 3DE | the drain in the courtyard, prior to discharging to the public foul sewer | Station Road | SP8986094318 | SP8984994370 | [54 empty] | 1000 | mg/l | [54 empty] | 1 | l/s | [36 empty] | 250 | mg/l | [10 empty] | 10 | pH | 6 | pH | [18 empty] | 500 | mg/l | [16 empty] | 43 | °C | [8 empty] | 1 | m³/d
GRIMSBY-PYEWIPE STW | S01ACZ491SKA | Consent | Live | No | ACZ 491 | Squeaky Clean Truck Wash Ltd | Unit 7I | Estate Road Number 6 | South Humberside Industrial Estate | Grimsby, NE Lincolnshire |  | DN31 2TG | 27/05/2016 | Used water from external washdown of trucks and HGVs. | Squeaky Clean Truck Wash Limited | 192 Victoria Street | Grimsby | NE Lincolnshire |  |  | DN31 1NX | at final manhole, before entering the public foul sewer | at Estate Road 6, Grimsby | TA2456610624 | TA2461010630 | [54 empty] | 2500 | mg/l | [54 empty] | 1 | l/s | [48 empty] | 11 | pH | 6 | pH | [18 empty] | 1000 | mg/l | [16 empty] | 45 | °C | [8 empty] | 4 | m³/d
GRIMSBY-PYEWIPE STW | S01ACZ306RKA | Consent | Live | No | ACZ 306 | Royal Mail Group Ltd | Grimsby Road Transport Workshop | Unit 18 Estate Road | Grimbsy |  |  | DN31 2TG | 02/07/2015 | Used waters from the cleaning of motor vehicles. | Royal Mail Group Limited | 100 Victoria Embankment | London |  |  |  | EC4Y 0HQ | at the manhole after the last interceptor | at Estate Road 8 | TA2461710212 | TA2464210219 | [54 empty] | 2500 | mg/l | [54 empty] | 0.2 | l/s | [48 empty] | 11 | pH | 6 | pH | [18 empty] | 1000 | mg/l | [16 empty] | 45 | °C | [8 empty] | 1 | m³/d
GRIMSBY-PYEWIPE STW | S01ACZ337OKA | Consent | Live | No | ACZ 337 | Ocean Bounty Limited | Unit 16 | Great Grimsby Seafood Village | Wickham Road | Grimsby, N.E. Lincolnshire |  | DN31 3SX | 05/08/2015 | Used water from hygiene washdown of fish filleters. | Ocean Bounty Limited | Unit 16 | Great Grimsby Seafood Village | Wickham Road | Grimsby, N.E. Lincolnshire |  | DN31 3SX | at the final point before entry into the main foul sewer | at Wickham Road, Grimsby | TA2912710566 | TA2912710566 | [54 empty] | 4000 | mg/l | [54 empty] | 1 | l/s | [48 empty] | 10 | pH | 6 | pH | [18 empty] | 1000 | mg/l | [16 empty] | 45 | °C | [8 empty] | 6 | m³/d
GRIMSBY-PYEWIPE STW | S01ACZ584AKA1 | Consent | Live | No | ACZ 584 | Alied Protek Engineering Solutions Limited | Armstrong Street | Grimsby | N E Lincolnshire |  |  | DN31 1XD | 31/10/2016 | Used water from the washing of fabricated metal work and occasional vehicle washing. | Allied Protek Engineering Solutions Limited | Armstrong Street | Grimsby | South Humberside |  |  | DN31 1XD | at the manhole within allocated washdown area | at Armstrong Street, Grimsby | TA2662610174 | TA2662610116 | [54 empty] | 2500 | mg/l | [54 empty] | 1 | l/s | [48 empty] | 10 | pH | 6 | pH | [18 empty] | 1000 | mg/l | [16 empty] | 45 | °C | [8 empty] | 1 | m³/d
GRIMSBY-PYEWIPE STW | S01ACZ364BKA2 | Consent | Live | No | ACZ 364 | R & M Trading | Unit 13, Estate Road 8 | South Humberside Industrial Estate | Grimsby |  |  | DN31 2TG | 14/09/2015 | Used water from fish glazing (ice) and hygiene washdown (Rear). | Blue Ice (Seafoods) Limited T/A R & M Trading | 107 Cleethorpe Road | Grimsby | North East Lincolnshire |  |  | DN31 3ER | at a point on the sewer prior to discharging to the public foul sewer | at Estate Road, Grimsby | TA2464210117 | TA2464210117 | [54 empty] | 4000 | mg/l | [54 empty] | 0.5 | l/s | [36 empty] | 250 | mg/l | [10 empty] | 10 | pH | 6 | pH | [18 empty] | 1000 | mg/l | [16 empty] | 45 | °C | [8 empty] | 4.5 | m³/d
GRIMSBY-PYEWIPE STW | S01ACW104RKA | Consent | Live | No | ACW 104 | Regal Fish Supplies Limited | Thorold Street | Grimsby | North East Lincolnshire |  |  | DN31 3AL | 25/10/2011 | Wastewaters from the cleaning & valeting of delivery vehicles by jet wash. | Regal Fish Supplies Limited | Ardent Road, Falkland Way | Barton Upon Humber | North Lincolnshire |  |  | DN18 5RN | at manhole at side of factory, prior to discharge to the public foul sewer. | at Thorold Street, Grimsby | TA2842010350 | TA2838010360 | [54 empty] | 2500 | mg/l | [54 empty] | 0.25 | m³/hr | [36 empty] | 250 | mg/l | [10 empty] | 11 | pH | 6 | pH | [18 empty] | 1000 | mg/l | [8 empty] | 1000 | mg/l | [6 empty] | 45 | °C | [8 empty] | 1 | m³/d
GRIMSBY-PYEWIPE STW | S01ACV65AMKA | Consent | Live | No | ACV 65 | Amvale Limited | Unit 29b Estate Road 5 | South Humberside Industrial Estate | Grimsby | North East Lincolnshire |  | DN31 2TG | 04/06/2010 | Wastewater from livery washing of coaches only. | Amvale Limited | 298 Queensway | Scunthorpe | North Lincolnshire |  |  | DN16 1BH | manhole at the Amvale Ltd wash down area, prior to discharging to the public foul sewer | at Estate Road No 5, Grimsby | TA2481010770 | TA2480010750 | [54 empty] | 2000 | mg/l | [54 empty] | 0.5 | m³/hr | [36 empty] | 250 | mg/l | [10 empty] | 11 | pH | 6 | pH | [18 empty] | 1000 | mg/l | [8 empty] | 1000 | mg/l | [6 empty] | 45 | °C | [8 empty] | 2 | m³/d
GRIMSBY-PYEWIPE STW | S01ACW70SYKA | Consent | Live | No | ACW 70 | Synergy Health UK Ltd | Diana Princess of Wales Hospital | Scartho Road | Grimsby | North East Lincolnshire |  | DN33 2BA | 12/09/2011 | Wastewaters arising from automated machinery used for washing & disinfection of surgical instruments. | Synergy Health (UK) Limited | Ground Floor Stella | Windmill Hill Business Park | Whitehill Way | Swindon | Wiltshire | SN5 6NX | at the manhole nearest to the Synergy building marked X on Map 1 attached, prior to discharging to the public foul sewer | in the roadway from the hospital site leading to Scartho Road, Grimsby | TA2622007060 | TA2641007200 | [54 empty] | 2000 | mg/l | [54 empty] | 5.5 | l/s | [36 empty] | 250 | mg/l | [10 empty] | 10 | pH | 6 | pH | [18 empty] | 500 | mg/l | [8 empty] | 1000 | mg/l | [6 empty] | 70 | °C | [8 empty] | 96 | m³/d
GRIMSBY-PYEWIPE STW | S01ACZ307BKA | Consent | Live | No | ACZ 307 | Buildbase Grimsby | Grime Street | Grimsby | Lincolnshire |  |  | DN31 1QJ | 02/07/2015 | Used waters from cleaning of motor vehicles and plant. | Grafton Merchanting GB Limited | PO Box 1586 | Gemini One | John Smith Drive | Oxford Business Park South | Oxford | OX4 9FJ | at the manhole after the last interceptor | at Grime Street, Grimsby | TA2729009662 | TA2728209662 | [54 empty] | 2500 | mg/l | [54 empty] | 1 | l/s | [48 empty] | 11 | pH | 6 | pH | [18 empty] | 1000 | mg/l | [16 empty] | 45 | °C | [8 empty] | 2 | m³/d
GRIMSBY-PYEWIPE STW | S01ACZ327DKA | Consent | Live | No | ACZ 327 | Daniella Draper Limited | Unit 17 The Enterprise Village | Prince Albert Gardens | Grimsby | South Humberside |  | DN31 3AT | 07/12/2015 | Used water comprising rinse water from jewellery polishing. | Daniella Draper Limited | Unit 17 The Enterprise Village | Prince Albert Gardens | Grimsby | South Humberside |  | DN31 3AT | at the sink where waste water discharges to the foul sewer | at combined sewer located at Eastern end of Cressey Street | TA2739610172 | TA2736610193 | [54 empty] | 5000 | mg/l | [54 empty] | 0.5 | l/s | [36 empty] | 250 | mg/l | [10 empty] | 11 | pH | 6 | pH | [18 empty] | 1000 | mg/l | [16 empty] | 45 | °C | [8 empty] | 0.6 | m³/d
GRIMSBY-PYEWIPE STW | S01ACZ409PKA | Consent | Live | No | ACZ 409 | PPS East Ltd | Estate Road 2 | Grimsby | N E Lincolnshire |  |  | DN31 2TG | 09/12/2015 | Used water arising from the washing of fish boxes in Unit 2. | PPS East Limited | Units 8-13 | Marchington Industrial Estate | Stubby Lane | Marchington, Uttoxeter | Staffordshire | ST14 8LP | at manhole C5, Located outside unit 2 | at Estate Road 2, Grimsby | TA2940610261 | TA2488010271 | [54 empty] | 4000 | mg/l | [54 empty] | 1.5 | l/s | [36 empty] | 250 | mg/l | [10 empty] | 10 | pH | 6 | pH | [18 empty] | 1000 | mg/l | [16 empty] | 45 | °C | [8 empty] | 11 | m³/d
GRIMSBY-PYEWIPE STW | S01ACZ363BKA1 | Consent | Live | No | ACZ 363 | R & M Trading | Unit 13, Estate Road 8 | South Humberside Industrial Estate | Grimsby |  |  | DN31 2TG | 14/09/2015 | Used water from fish glazing (ice) and hygiene washdown (Front). | Blue Ice (Seafoods) Limited T/A R & M Trading | 107 Cleethorpe Road | Grimsby | North East Lincolnshire |  |  | DN31 3ER | at a point on the sewer prior to discharging to the public foul sewer | at Estate Road 8, Grimsby | TA2465210126 | TA2466310141 | [54 empty] | 4000 | mg/l | [54 empty] | 0.5 | l/s | [36 empty] | 250 | mg/l | [10 empty] | 10 | pH | 6 | pH | [18 empty] | 1000 | mg/l | [16 empty] | 45 | °C | [8 empty] | 4.5 | m³/d
GRIMSBY-PYEWIPE STW | S01ACZ188QKA | Consent | Live | No | ACZ 188 | Quartzelec Ltd | Armstrong Street | Grimsby | N.E lincolnshire |  |  | DN31 1XD | 22/12/2014 | Pre -treated waters from jet washing machinery, plant and vehicles. | Quartzelec Ltd | Castle Mound Way | Central Park | Rugby | Warwickshire |  | CV23 0WB | at manhole in wasdown area, after treatment | at Armstrong Street | TA2601100170 | TA2649810119 | [54 empty] | 2500 | mg/l | [54 empty] | 0.08 | l/s | [48 empty] | 11 | pH | 6 | pH | [18 empty] | 1000 | mg/l | [8 empty] | 1000 | mg/l | [6 empty] | 45 | °C | [8 empty] | 0.5 | m³/d
GRIMSBY-PYEWIPE STW | S01ACZ217SKA | Consent | Live | No | ACZ 217 | Scofish Distribution Ltd | Unit 18, Seafood Village | Wickham Rd, Grimsby Fish Docks | Grimsby |  |  | DN31 3SX | 23/02/2015 | Used waters from vehicle washing. | Scofish Distribution Limited | Swiss House | Beckingham Street | Tolleshunt Major | Essex |  | CM9 8LZ | at a point after treatment, prior to discharge to the public foul sewer | at Wickham Road | TA2914010533 | TA2855010555 | [54 empty] | 2500 | mg/l | [54 empty] | 0.5 | l/s | [36 empty] | 250 | mg/l | [10 empty] | 11 | pH | 6 | pH | [18 empty] | 1000 | mg/l | [8 empty] | 1000 | mg/l | [6 empty] | 45 | °C | [8 empty] | 15 | m³/d
GRIMSBY-PYEWIPE STW | S01PYECOOPKA1 | Consent | Live | No | ACZ 605 | Lincolnshire Co-Operative Funeral Home | 246 Corporation Road | Grimsby | NE Lincolnshire |  |  | DN31 2QB | 29/11/2016 | Used water after settlement from the external cleaning of vehicles, plus occasional waste water from an embalming process. | Lincolnshire Co-Operative Limited | Stanley Bett House | 15-23 Tentercroft Street | Lincoln |  |  | LN5 7DB | at a point after the settlement sump | at Corporation Road, Grimsby | TA2611210006 | TA2611610034 | [54 empty] | 2500 | mg/l | [54 empty] | 1 | l/s | [48 empty] | 11 | pH | 6 | pH | [18 empty] | 1000 | mg/l | [16 empty] | 45 | °C | [8 empty] | 1 | m³/d
GRIMSBY-PYEWIPE STW | S01ACW103RKA | Consent | Live | No | ACW 103 | Regal Fish Supplies Limited | Thorold Street, Grimsby | North East Lincolnshire |  |  |  | DN31 3AL | 25/10/2011 | Wastewaters from the primary preparation of fish (filleting/skinning/cutting & packing). | Regal Fish Supplies Limited | Ardent Road, Falkland Way | Barton Upon Humber,North Lincolnshire |  |  |  | DN18 5RN | at manhole at side of factory, prior to discharge to the public foul sewer. | at Thorold Street, Grimsby | TA2841010360 | TA2838010360 | [54 empty] | 4000 | mg/l | [54 empty] | 1 | m³/hr | [36 empty] | 250 | mg/l | [10 empty] | 10 | pH | 6 | pH | [18 empty] | 1000 | mg/l | [8 empty] | 1000 | mg/l | [6 empty] | 45 | °C | [8 empty] | 7 | m³/d
GRIMSBY-PYEWIPE STW | S01HEALINGKA1 | Consent | Live | No | ACZ 626 | Healing Waters Grimsby Limited | Unit 7 Ladysmith Road Business Park | Grimsby | N.E. Lincolnshire |  |  | DN32 9SQ | 23/12/2016 | Backwash from swimming pool and water treadmill. | Healing Waters Grimsby Limited | Unit 7 Ladysmith Road Business Park | Grimsby | N.E. Lincolnshire |  |  | DN32 9SQ | at the manhole located outside of unit 7 | at Ladysmith Road, Grimsby | TA2813908825 | TA2813108822 | [54 empty] | 1000 | mg/l | [10 empty] | 5 | mg/l | [42 empty] | 2 | l/s | [48 empty] | 10 | pH | 6 | pH | [18 empty] | 1000 | mg/l | [16 empty] | 45 | °C | [8 empty] | 0.1 | m³/d
GRIMSBY-PYEWIPE STW | S01ACY27BTKA | Consent | Live | No | ACY 27 | BT Group PLC | Estate Road No.2 | South Humberside Industrial Estate | Grimsby | N E Lincs |  | DN31 2TJ | 22/05/2013 | Wastewaters, after treatment, from a vehicle wash. | BT Group PLC | 81 Newgate Street | London |  |  |  | EC1A 7AJ | at a point after treatment on the vehicle wash grid | at Estate Road No. 2 | TA2486010200 | TA2480010240 | [54 empty] | 2500 | mg/l | [54 empty] | 0.17 | l/s | [36 empty] | 250 | mg/l | [10 empty] | 11 | pH | 6 | pH | [18 empty] | 1000 | mg/l | [8 empty] | 1000 | mg/l | [6 empty] | 45 | °C | [8 empty] | 6.05 | m³/d
GRIMSBY-PYEWIPE STW | S01ACY95ASKA | Consent | Live | No | ACY 95 | ASD Metal Services | Estate Road No 5 | South Humberside Industrial Estate | Grimsby | N E Lincolnshire |  | DN31 2TX | 03/09/2013 | Used water arising from the external washing of motor vehicles. | ASD Limited | Valley Farm Road | Stourton | Leeds |  |  | LS10 1SD | at last manhole on vehicle wash, prior to discharging to the public foul sewer | in Cherry Tree Business Estate leading to Estate Road No5 | TA2516010680 | TA2517010670 | [54 empty] | 2500 | mg/l | [54 empty] | 0.166 | l/s | [36 empty] | 250 | mg/l | [10 empty] | 11 | pH | 6 | pH | [18 empty] | 1000 | mg/l | [8 empty] | 1000 | mg/l | [6 empty] | 45 | °C | [8 empty] | 0.15 | m³/d
GRIMSBY-PYEWIPE STW | S01ACK106BKA2 | Direction | Live | No | ADU 443 | Harry Briggs (Fish Merchants) Limited | Fish Dock Road | Fish Dock | Grimsby | North East Lincolnshire |  | DN31 3PD | 01/03/2010 | Waste water from the external washing of vehicles | Harry Briggs (Fish Merchants) Limited | Fish Dock Road | Fish Dock | Grimsby | North East Lincolnshire |  | DN31 3PD | at a point in the vehicle washdown area | at Fish Dock Road, Grimsby | TA2794011010 | TA2789010940 | [54 empty] | 2000 | mg/l | [54 empty] | 0.12 | m³/hr | [36 empty] | 250 | mg/l | [10 empty] | 11 | pH | 6 | pH | [18 empty] | 1000 | mg/l | [8 empty] | 1000 | mg/l | [6 empty] | 45 | °C | [8 empty] | 0.12 | m³/d
GRIMSBY-PYEWIPE STW | S01NCC35LVKA | Direction | Live | No | ADU 430 | Levington Cold Store Company Limited | Levington Street | Grimsby | North East Lincolnshire |  |  | DN31 3HY | 01/03/2010 | Wastewaters from evaporative condensers. | Levington Cold Store Company Limited | Levington Street | Grimsby | North East Lincolnshire |  |  | DN31 3HY | at a point on the condenser discharge pipe | at Riby Street, Grimsby | TA2820010400 | TA2819010450 | [54 empty] | 1000 | mg/l | [54 empty] | 1 | m³/hr | [36 empty] | 250 | mg/l | [10 empty] | 10 | pH | 6 | pH | [18 empty] | 500 | mg/l | [8 empty] | 1000 | mg/l | [6 empty] | 45 | °C | [8 empty] | 12 | m³/d
GRIMSBY-PYEWIPE STW | S01ACT135 KA | Consent | Live | No | ACT 135 | Kevin Stansfield Limited | Unit 1 & 2 Maltings Way | Market Street | Grimsby | N E Lincolnshire |  | DN31 1QS | 22/01/2009 | Wastewaters arising from primary fish processing and wash down | Kevin Stansfield Limited | Unit 1 & 2 Maltings Way | Market Street | Grimsby | N E Lincolnshire |  | DN31 1QS | at a point prior to discharging to the public foul sewer | flowing between King Edward Street and Maltings Way | TA2737009920 | TA2731009960 | [54 empty] | 4000 | mg/l | [54 empty] | 1 | l/s | [36 empty] | 250 | mg/l | [10 empty] | 10 | pH | 6 | pH | [18 empty] | 1000 | mg/l | [8 empty] | 1000 | mg/l | [6 empty] | 45 | °C | [8 empty] | 25 | m³/d
GRIMSBY-PYEWIPE STW | S01ACT131 KA | Consent | Live | No | ACT 131 | Royal Mail - Grimsby Delivery Office | 1 Fotherby Street | Grimsby | South Humberside |  |  | DN31 3AR | 21/01/2009 | Wastewaters, discharged via a silt trap, arising from the washing of vehicles | Royal Mail Group Limited | 148 Old Street | London |  |  |  | EC1V 9HQ | at a point after the silt trap and prior to discharging to the public foul sewer. | at the rear of King Edward Street | TA2736010140 | TA2735010150 | [54 empty] | 2000 | mg/l | [54 empty] | 0.25 | l/s | [36 empty] | 250 | mg/l | [10 empty] | 10 | pH | 6 | pH | [18 empty] | 1000 | mg/l | [8 empty] | 1000 | mg/l | [6 empty] | 45 | °C | [8 empty] | 0.75 | m³/d
GRIMSBY-PYEWIPE STW | S01ACZ594AKA2 | Consent | Live | No | ACZ 594 | Allied Protek Engnieering Solutions Ltd | Adam Smith Street | Grimsby | N E Lincolnshire |  |  | DN31 1SJ | 31/10/2016 | Used waters from the washing of fabricated metal work. | Allied Protek Engineering Solutions Limited | Armstrong Street | Grimsby | South Humberside |  |  | DN31 1XD | at the manhole within bunded washdown area | at Adam Smith Street, Grimsby | TA2661110211 | TA2657710266 | [54 empty] | 2500 | mg/l | [54 empty] | 1 | l/s | [48 empty] | 10 | pH | 6 | pH | [18 empty] | 1000 | mg/l | [16 empty] | 45 | °C | [8 empty] | 1 | m³/d
GRIMSBY-PYEWIPE STW | S01FRIGCONKA | Direction | Live | No | ADZ 944 | Yearsley CS Limited | Tower PDC | Marsden Road | Grimsby | North East Lincolnshire |  | DN31 3FS | 22/02/2017 | Used water from refrigeration condensers. | Yearsley CS Limited | Yearsley Coldstore | Hareshill Road, Heywood, Lancashire |  |  |  | OL10 2TP | at a point prior to discharge into the public foul sewer | at Riby Street, Grimsby | TA2914010410 | TA2914010410 | [54 empty] | 2000 | mg/l | [54 empty] | 1 | l/s | [48 empty] | 10 | pH | 6 | pH | [18 empty] | 1000 | mg/l | [16 empty] | 45 | °C | [8 empty] | 15 | m³/d
GRIMSBY-PYEWIPE STW | S01FRIGDMIKA | Direction | Live | No | ADZ 943 | Yearsley CS Limited | Tower PDC | Marsden Road | Grimsby, North East Lincolnshire |  |  | DN31 3FS | 23/02/2017 | Used waters from water softener regeneration. | Yearsley CS Limited | Yearsley Coldstore | Harehill Road | Heywood, Lancashire |  |  | OL10 2TP | at a point prior to discharge into the public foul sewer | at Riby Street, Grimsby | TA2914010430 | TA2914010430 | [54 empty] | 2000 | mg/l | [54 empty] | 1 | l/s | [48 empty] | 10 | pH | 6 | pH | [18 empty] | 1000 | mg/l | [16 empty] | 45 | °C | [8 empty] | 1.8 | m³/d
GRIMSBY-PYEWIPE STW | S01HAVELOCKA | Direction | Live | No | ADU 617 | Havelock Academy | Holyoake Road | Grimsby | North East Lincolnshire |  |  | DN32 8JL | 01/06/2010 | Wastewaters arising from the operation of a swimming pool | Havelock Academy | Holyoake Road | Grimsby | North East Lincolnshire |  |  | DN32 8JL | at a point outside the pool building prior to discharging to the public foul sewer | Holyoake Road, Grimsby | TA2927008910 | TA2921008850 | [54 empty] | 2000 | mg/l | [54 empty] | 16.7 | l/s | [36 empty] | 250 | mg/l | [10 empty] | 10 | pH | 6 | pH | [18 empty] | 500 | mg/l | [8 empty] | 1000 | mg/l | [6 empty] | 45 | °C | [8 empty] | 16 | m³/d
GRIMSBY-PYEWIPE STW | S01NCD31JTKA | Direction | Live | No | ADZ 849 | Roundhead Filling Station (FS185) | 148 Cromwell Road | Grimsby | North East Lincolnshire |  |  | DN31 2BA | 01/12/2016 | Used water from external washing of vehicles. | Motor Fuel Limited | Building 2, Abbey View | Everard Close | St Albans | Hertfordshire |  | AL1 2QU | at last manhole on interceptor, prior to discharge to the foul sewer | at Cromwell Road, Grimsby | TA2584409362 | TA2583209338 | [54 empty] | 2500 | mg/l | [54 empty] | 1 | l/s | [48 empty] | 11 | pH | 6 | pH | [18 empty] | 1000 | mg/l | [16 empty] | 45 | °C | [8 empty] | 17 | m³/d
GRIMSBY-PYEWIPE STW | S01ACZ481EKA | Direction | Live | No | ADZ 881 | Enterprise Rent-A-Car UK Ltd | Gilbey Road | Grimsby | NE Lincolnshire |  |  | DN31 2RP | 01/01/2017 | Used waters from washdown of rental vehicles. | Enterprise Rent-A-Car UK Limited | c/o Steve Young, Enterprise House | Vicarage Road | Egham | Surrey |  | TW20 9FB | at the manhole after the interceptor | at Gilbey Road, Grimsby | TA2542810690 | TA2534410746 | [54 empty] | 2500 | mg/l | [54 empty] | 0.1 | l/s | [48 empty] | 11 | pH | 6 | pH | [18 empty] | 1000 | mg/l | [16 empty] | 45 | °C | [8 empty] | 6 | m³/d
GRIMSBY-PYEWIPE STW | S01ACST3C2KA | Direction | Live | No | ADZ 555 | Associated Cold Stores & Transport Ltd | Stage 3 | Wickham Road | Grimsby, North East Lincolnshire |  |  | DN31 3SL | 01/05/2016 | Used water from bleed on evaporative condenser number 2 on cold store number 3. | Associated Cold Stores & Transport Limited | Linton Park | Linton | Maidstone | Kent |  | ME17 4AB | at bleed point on evaporative condener No 2 on cold store No 3 | at Riby Street, Grimsby (via Private Sewers). | TA2856010590 | TA2856010590 | [54 empty] | 2000 | mg/l | [54 empty] | 1 | l/s | [48 empty] | 10 | pH | 6 | pH | [18 empty] | 1000 | mg/l | [16 empty] | 45 | °C | [8 empty] | 8 | m³/d
GRIMSBY-PYEWIPE STW | S01ACST3C1KA | Direction | Live | No | ADZ 556 | Associated Cold Stores & Transport Ltd | Stage 3 | Wickham Road | Grimsby, North East Lincolnshire |  |  | DN31 3SL | 01/05/2016 | Used waters from bleed on evaportative condenser number 1 on cold store number 3. | Associated Cold Stores & Transport Limited | Linton Park | Linton | Maidstone | Kent |  | ME17 4AB | at bleed point on evaporative condenser No 1 on store No 3 | at Riby Street, Grimsby (via Priavte Sewers). | TA2856010590 | TA2856010590 | [54 empty] | 2000 | mg/l | [54 empty] | 1 | l/s | [48 empty] | 10 | pH | 6 | pH | [18 empty] | 1000 | mg/l | [16 empty] | 45 | °C | [8 empty] | 6 | m³/d
GRIMSBY-PYEWIPE STW | S01ACG53VAKA | Direction | Live | No | ADS 187 | G B Terminals Limited | Northern Distribution Centre | Gateway | Moody Lane | Grimsby, N E Lincs |  | DN31 2SZ | 01/06/2008 | Wastewaters from the jet washing of vehicles for road grime | G B Terminals Limited | Meridan House | Alexandra Dock North | Grimsby | N E Lincolnshire |  | DN31 3UA | at the sample chamber after interceptors and prior to discharging to the public foul sewer | Haycroft Relief Sewer, Nr Pywipe Sewage Terminal Pump Station | TA2654010770 | TA2629010800 | [54 empty] | 2000 | mg/l | [54 empty] | 3.5 | m³/hr | [36 empty] | 250 | mg/l | [10 empty] | 11 | pH | 6 | pH | [18 empty] | 1000 | mg/l | [8 empty] | 1000 | mg/l | [6 empty] | 45 | °C | [8 empty] | 20 | m³/d
GRIMSBY-PYEWIPE STW | S01WHITGSCKA | Direction | Live | No | ADT 481 | Whitgift School | Crosland Road | Grimsby | North East Lincolnshire |  |  | DN37 9EH | 01/08/2009 | Dechlorinated waste waters from swimming pools & back wash filter wastes | Whitgift School | Crosland Road | Grimsby | North East Lincolnshire |  |  | DN37 9EH | at the discharge point from the pool | Great Coates Road, Grimsby | TA2368009850 | TA2373009810 | [54 empty] | 2000 | mg/l | [54 empty] | 47 | l/s | [36 empty] | 250 | mg/l | [10 empty] | 10 | pH | 6 | pH | [18 empty] | 500 | mg/l | [8 empty] | 1000 | mg/l | [6 empty] | 45 | °C | [8 empty] | 90 | m³/d
GRIMSBY-PYEWIPE STW | S01ACL16HCKA | Direction | Live | No | ADZ 610 | Oasis Health & Fitness Ltd | Orwell Street | Grimsby | North East Lincolnshire |  |  | DN31 3HB | 01/06/2016 | Used water from filter back wash and periodic emptying of swimming pool contents. | Oasis Health & Fitness Ltd | Sidings House, Sidings Court | Lakeside | Doncaster | South Yorkshrie |  | DN4 5NU | at a point prior to discharge to the public foul sewer | at Riby Street, Grimsby | TA2788010500 | TA2788010500 | [54 empty] | 1000 | mg/l | [10 empty] | 5 | mg/l | [42 empty] | 1 | l/s | [48 empty] | 10 | pH | 6 | pH | [18 empty] | 1000 | mg/l | [16 empty] | 45 | °C | [8 empty] | 2 | m³/d
GRIMSBY-PYEWIPE STW | S01NCC21HMKA | Direction | Live | No | ADT 338 | Hartford Motors Limited | Corporation Road | Grimsby | N E Lincolnshire |  |  | DN31 1UH | 01/04/2009 | Wastewaters, via interceptors, from washing and preparation of motor vehicles | Hartford Motors Limited | Farringdon Road | Cumnor | Oxford |  |  | OX2 9RE | at a point after the interceptors and prior to discharging to the public foul sewer | in Watkin Street, Grimsby | TA2659010040 | TA2656010040 | [54 empty] | 2000 | mg/l | [54 empty] | 2 | m³/hr | [36 empty] | 250 | mg/l | [10 empty] | 11 | pH | 6 | pH | [18 empty] | 1000 | mg/l | [8 empty] | 1000 | mg/l | [6 empty] | 45 | °C | [8 empty] | 10 | m³/d
GRIMSBY-PYEWIPE STW | S01NCF37TSKA | Direction | Live | No | ADT 345 | Imperial Services Limited | Estate Road No 2 | South Humberside Industrial Estate | Grimsby | N E Lincolnshire |  | DN31 2TG | 01/04/2009 | Wastewaters, after the passage via an interceptor, arising from the steam cleaning of lorries | Imperial Commercials Limited | St John's Court | Easton Street | High Wycombe | Buckinghamshire |  | HP11 1JX | at a point after the interceptor and prior to discharging to the public foul sewer | in Estate Road No 2, South Humberside Ind. Estate, Grimsby | TA2502010510 | TA2504010440 | [54 empty] | 3000 | mg/l | [54 empty] | 1 | m³/hr | [36 empty] | 250 | mg/l | [10 empty] | 10 | pH | 6 | pH | [18 empty] | 1000 | mg/l | [8 empty] | 1000 | mg/l | [6 empty] | 45 | °C | [8 empty] | 10 | m³/d
GRIMSBY-PYEWIPE STW | S01248WRRLKA | Direction | Live | No | ADX 159 | Grimsby Fish Sales Limited | 4 Riby Street | Grimsby | North East Lincolnshire |  |  | DN31 3HF | 01/11/2012 | Wastewaters arising from fish processing and the associated hygiene wash down. | Grimsby Fish Sales Limited | Temple Chambers | 4 Abbey Road | Grimsby | North East Lincolnshire |  | DN32 0HF | at the drain inside factory prior to discharge into the public foul sewer | at Riby Street, Grimsby | TA2798010510 | TA2797010500 | [54 empty] | 4500 | mg/l | [54 empty] | 2 | m³/hr | [36 empty] | 200 | mg/l | [10 empty] | 10 | pH | 6 | pH | [18 empty] | 1000 | mg/l | [8 empty] | 1000 | mg/l | [6 empty] | 45 | °C | [8 empty] | 5 | m³/d
GRIMSBY-PYEWIPE STW | S01VIKING KA | Direction | Live | No | ADV 98 | Viking Seafoods Limited | Wharncliffe Road | Fish Docks | Grimsby | North East Lincolnshire |  | DN31 3QS | 01/10/2010 | Wastewaters from fish filleting, skinning and wash down. | Viking Seafoods Limited | 26 South St. Marys Gate | Grimsby | North East Lincolnshire |  |  | DN31 1LW | at a point inside the premises in the corner of the building as drain leaves the building | at Wharncliffe Road, Fish Docks, Grimsby | TA2808010890 | TA2809010900 | [54 empty] | 4000 | mg/l | [54 empty] | 0.25 | m³/hr | [36 empty] | 250 | mg/l | [10 empty] | 10 | pH | 6 | pH | [18 empty] | 1000 | mg/l | [8 empty] | 1000 | mg/l | [6 empty] | 45 | °C | [8 empty] | 2 | m³/d
GRIMSBY-PYEWIPE STW | S01NCC36APKA | Direction | Live | No | ADV 109 | Coopers Tours (Lincolnshire) Lmited | Julian Street | Grimsby | North East Lincolnshire |  |  | DN32 8BG | 01/09/2010 | Wastewater from the external washing of buses. | Coopers Tours (Lincolnshire) Limited | The Garage, Aldred Close | Norwood Industrial Estate, | Killamarsh | Sheffield | South Yorkshire | S21 2JH | at drain in washdown area, prior to discharging to the public foul sewer | at Julian Street, Grimsby | TA2805009170 | TA2807009200 | [54 empty] | 2000 | mg/l | [54 empty] | 1 | l/s | [36 empty] | 250 | mg/l | [10 empty] | 11 | pH | 6 | pH | [18 empty] | 1000 | mg/l | [8 empty] | 1000 | mg/l | [6 empty] | 45 | °C | [8 empty] | 5 | m³/d
GRIMSBY-PYEWIPE STW | S01ACN280KKA | Direction | Live | No | ADW 375 | Kirwin Brothers Limited | North Quay | Fish Docks | Grimsby | North East Lincolnshire |  | DN31 3SY | 01/07/2012 | Wastewater from fish filleting & hygiene wash down. | Kirwin Brothers Limited | North Quay | Fish Docks | Grimsby | North East Lincolnshire |  | DN31 3SY | from fish filleting discharge pipe inside factory, and before discharge to the public foul sewer | at Kemp Road, Grimsby | TA2831011270 | TA2831011270 | [54 empty] | 6000 | mg/l | [54 empty] | 7.5 | m³/hr | [36 empty] | 250 | mg/l | [10 empty] | 10 | pH | 6 | pH | [18 empty] | 1000 | mg/l | [8 empty] | 1000 | mg/l | [6 empty] | 45 | °C | [8 empty] | 60 | m³/d | [14 empty] | 5 | mg/l
GRIMSBY-PYEWIPE STW | S01ACP236 KA | Direction | Live | Yes | ADY 335 | JCS Fish Limited | Enterprise Food Units | Murray Street | Grimsby, N E Lincolnshire |  |  | DN31 3RD | 01/04/2014 | Used waters from fish processing and associated hygiene wash down. | JCS Fish Limited | 31 Abbey Road | Grimsby | N E Lincolnshire |  |  | DN32 0HQ | at outlet manhole on factory floor | at Murray Street | TA2820010592 | TA2820010592 | [54 empty] | 5000 | mg/l | [54 empty] | 2 | m³/hr | [20 empty] | 0.01 | mg/l | [14 empty] | 250 | mg/l | [10 empty] | 10 | pH | 6 | pH | [18 empty] | 1000 | mg/l | [8 empty] | 1000 | mg/l | [6 empty] | 45 | °C | [8 empty] | 20 | m³/d
GRIMSBY-PYEWIPE STW | S01ACST2C1KA | Direction | Live | No | ADZ 146 | Associated Cold Stores & Transport Ltd | Stage 2 | Wickham Road | Grimsby |  |  | DN31 3SL | 01/12/2014 | Used waters from bleed on evaporative condenser number 1 on cold store number 2. | Associated Cold Stores & Transport Limited | Linton Park | Linton | Maidstone | Kent |  | ME17 4AB | at the condenser discharge pipe | at Wickham Road, Grimsby | TA2896410669 | TA2885610555 | [54 empty] | 100 | mg/l | [54 empty] | 0.5 | l/s | [36 empty] | 100 | mg/l | [10 empty] | 10 | pH | 6 | pH | [18 empty] | 100 | mg/l | [8 empty] | 1000 | mg/l | [6 empty] | 45 | °C | [8 empty] | 4 | m³/d
GRIMSBY-PYEWIPE STW | S01ACST4C1KA | Direction | Live | No | ADZ 144 | Associated Cold Stores & Transport Ltd | Stage 4 | Wickham Road | Grimsby |  |  | DN31 3SL | 01/12/2014 | Used waters from bleed on evaporative condenser on cold store number 4. | Associated Cold Stores & Transport Limited | Linton Park | Linton | Maidstone | Kent |  | ME17 4AB | at the condenser discharge pipe | at Wickham Road, Grimsby | TA2889110484 | TA2885610555 | [54 empty] | 100 | mg/l | [54 empty] | 0.5 | l/s | [36 empty] | 100 | mg/l | [10 empty] | 10 | pH | 6 | pH | [18 empty] | 100 | mg/l | [8 empty] | 1000 | mg/l | [6 empty] | 45 | °C | [8 empty] | 4 | m³/d
GRIMSBY-PYEWIPE STW | S01NCF41WJKA | Direction | Live | No | ADV 27 | Will Jacklin | Unit 6, Prince Albert Gardens | Cleethorpe Road | Grimsby | North East Lincs |  | DN31 3AG | 01/07/2010 | Wastewaters from primary fish processing and associated hygiene washdown. | Mr Shaun Wood T/A Will Jacklin | 64 St. Nicholas Drive | Grimsby | North East Lincolnshire |  |  | DN37 9QB | at the drain in the floor of the fish processing area | at the end of Prince Albert Gardens | TA2746010280 | TA2746010430 | [54 empty] | 4000 | mg/l | [54 empty] | 2 | m³/hr | [36 empty] | 250 | mg/l | [10 empty] | 10 | pH | 6 | pH | [18 empty] | 1000 | mg/l | [8 empty] | 1000 | mg/l | [6 empty] | 45 | °C | [8 empty] | 6 | m³/d
GRIMSBY-PYEWIPE STW | S01NCB11 KA | Direction | Live | No | ADZ 116 | Associated Cold Stores & Transport Ltd | Stage 5 | Estate Road No.2 | Grimsby |  |  | DN31 2TD | 01/11/2014 | Used water arising from heavy goods vehicle wash. | Associated Cold Stores & Transport Limited | Linton Park | Linton | Maidstone | Kent |  | ME17 4AB | at a point after the interceptor, prior to entering the public foul sewer | at a manhole 1302 on the western area sewer | TA2524610488 | TA2516510369 | [54 empty] | 2500 | mg/l | [54 empty] | 0.02 | l/s | [36 empty] | 250 | mg/l | [10 empty] | 11 | pH | 6 | pH | [18 empty] | 1000 | mg/l | [8 empty] | 1000 | mg/l | [6 empty] | 45 | °C | [8 empty] | 5 | m³/d
GRIMSBY-PYEWIPE STW | S01ACJ258AKA | Direction | Live | No | ADU 454 | Arctic Breeze Fish Products Limited | North Quay | Fish Docks | Grimsby | North East Lincolnshire |  | DN31 3SY | 01/04/2010 | Wastewater from hygiene clean down. | Arctic Breeze Fish Products Limited | North Quay | Fish Docks | Grimsby | North East Lincolnshire |  | DN31 3SY | at the manhole inside the building | at North Quay | TA2858010990 | TA2857010990 | [54 empty] | 2000 | mg/l | [54 empty] | 1 | m³/hr | [36 empty] | 250 | mg/l | [10 empty] | 10 | pH | 6 | pH | [18 empty] | 1000 | mg/l | [8 empty] | 1000 | mg/l | [6 empty] | 45 | °C | [8 empty] | 6 | m³/d
GRIMSBY-PYEWIPE STW | S01NCF25OBKA | Direction | Live | No | ADZ 111 | Oliver Bros (Fish Merchants) Limited | 5 Prince Albert Gardens | Grimsby | North East Lincolnshire |  |  | DN31 3AG | 01/11/2014 | Used waters from primary fish processing (including filleting, skinning and cutting), and wash down waters. | Oliver Bros (Fish Merchants) Limited | 5 Prince Albert Gardens | Grimsby | North East Lincolnshire |  |  | DN31 3AG | at the manhole in the fish processing area of the factory | at Prince Albert Gardens | TA2746610293 | TA2745210296 | [54 empty] | 6750 | mg/l | [54 empty] | 0.1 | l/s | [36 empty] | 250 | mg/l | [10 empty] | 10 | pH | 6 | pH | [18 empty] | 1500 | mg/l | [8 empty] | 1000 | mg/l | [6 empty] | 45 | °C | [8 empty] | 3 | m³/d
GRIMSBY-PYEWIPE STW | S01SHARPFIKA | Direction | Live | Yes | ADX 171 | Sharpfish Limited | Anchor House | Fish Dock Road | Grimsby | North East Lincs |  | DN31 3PD | 01/01/2013 | Wastewater from the skinning and filleting of fish and associated hygiene wash down water. | Sharpfish Limited | Anchor House | Fish Dock Road | Grimsby | North East Lincs |  | DN31 3PD | at the discharge pipe leaving the rear of the building, prior to discharge into the public foul sewer | at Riby Street, Grimsby | TA2795011030 | TA2792010970 | [54 empty] | 7000 | mg/l | [54 empty] | 1 | l/s | [20 empty] | 0.01 | mg/l | [14 empty] | 250 | mg/l | [10 empty] | 10 | pH | 6 | pH | [18 empty] | 1500 | mg/l | [8 empty] | 1000 | mg/l | [6 empty] | 45 | °C | [8 empty] | 15 | m³/d
GRIMSBY-PYEWIPE STW | S01ACH83CWKA | Direction | Live | Yes | ADY 10 | Cawoods (Fish Curers) Limited | Estate Road No.6 | South Humberside Industrial Estate | Grimsby | North East Lincolnshire |  | DN31 2TG | 01/09/2013 | Used water from fish processing and curing. | Cawoods (Fish Curers) Limited | 24 Great King Street | Edinburgh |  |  |  | EH3 6QN | at the large manhole in the yard near trees, last manhole after interceptors | at Estate Road No. 6 | TA2452010710 | TA2460010710 | [54 empty] | 12000 | mg/l | [54 empty] | 4 | m³/hr | [20 empty] | 0.01 | mg/l | [14 empty] | 250 | mg/l | [10 empty] | 10 | pH | 6 | pH | [18 empty] | 4500 | mg/l | [8 empty] | 1000 | mg/l | [6 empty] | 45 | °C | [8 empty] | 10 | m³/d
GRIMSBY-PYEWIPE STW | S01NCC03BOKA | Direction | Live | No | ADZ 851 | Mariners Services Station (FS218) | 196 Waltham Road | Grimsby | North East Lincolnshire |  |  | DN33 2PZ | 01/12/2016 | Used water from external washing of vehicles. | Motor Fuel Limited | Builidng 2, Abbey View | Everard Close | St Albans, Hertfordshire |  |  | AL1 2QU | at the last manhole near the power jet wash | at Waltham Road, Grimsby | TA2651905124 | TA2654805109 | [54 empty] | 2500 | mg/l | [54 empty] | 1 | l/s | [48 empty] | 11 | pH | 6 | pH | [18 empty] | 1000 | mg/l | [16 empty] | 45 | °C | [8 empty] | 10 | m³/d
GRIMSBY-PYEWIPE STW | S01ACP98 KA | Direction | Live | No | ADX 299 | East Marsh Service Station | Albion Street | Grimsby | Lincolnshire |  |  | DN32 7DX | 01/01/2013 | Wastewaters, after passage via an interceptor, from an automatic vehicle wash & jet wash facility | Rontec Watford Limited | 13 - 14 Esplanade | St Helier | Jersey |  |  | JE1 1BD | at the exit point of the interceptor, prior to discharging to the public foul sewer. | in Albion Street, Grimsby | TA2795010020 | TA2792010020 | [54 empty] | 2500 | mg/l | [54 empty] | 1 | m³/hr | [36 empty] | 250 | mg/l | [10 empty] | 11 | pH | 6 | pH | [18 empty] | 1000 | mg/l | [8 empty] | 1000 | mg/l | [6 empty] | 45 | °C | [8 empty] | 6 | m³/d
GRIMSBY-PYEWIPE STW | S01ACST2C2KA | Direction | Live | No | ADZ 145 | Associated Cold Stores & Transport Ltd | Stage 2 | Wickham Road | Grimsby |  |  | DN31 3SL | 01/12/2014 | Used waters from bleed on evaporative condenser number 2 on cold store number 2. | Associated Cold Stores & Transport Limited | Linton Park | Linton | Maidstone | Kent |  | ME17 4AB | at the condenser discharge pipe | at Wickham Road, Grimsby | TA2896910664 | TA2885610555 | [54 empty] | 110 | mg/l | [54 empty] | 0.5 | l/s | [36 empty] | 100 | mg/l | [10 empty] | 10 | pH | 6 | pH | [18 empty] | 100 | mg/l | [8 empty] | 1000 | mg/l | [6 empty] | 45 | °C | [8 empty] | 4 | m³/d
GRIMSBY-PYEWIPE STW | S01NCA30 KA | Direction | Live | No | ADZ 137 | Associated Cold Stores & Transport Ltd | Stage 5 | Estate Road No. 2 | Grimsby, North East Lincolnshire |  |  | DN31 2TD | 01/11/2014 | Used water from bleed on evaporative condenser number 1 on cold store number 5. | Associated Cold Stores & Transport Limited | Linton Park | Linton | Maidstone, Kent |  |  | ME17 4AB | at the condenser discharge pipe | a point on the sewer running between Estate Road No.2 and Western Area Sewer | TA2515310415 | TA2514010400 | [54 empty] | 100 | mg/l | [54 empty] | 0.5 | l/s | [36 empty] | 100 | mg/l | [10 empty] | 10 | pH | 6 | pH | [18 empty] | 100 | mg/l | [8 empty] | 1000 | mg/l | [6 empty] | 45 | °C | [8 empty] | 4 | m³/d
GRIMSBY-PYEWIPE STW | S01ACO01ATKA | Direction | Live | No | ADX 65 | F H Atkinson (Fish Merchants) Ltd | Unit 4 | Prince Albert Gardens | Grimsby | North East Lincolnshire |  | DN31 3AG | 01/08/2012 | Wastewaters from the filleting of fish & washing down. | F H Atkinson (Fish Merchants) Limited | Unit 4 | Prince Albert Gardens | Grimsby | North East Lincolnshire |  | DN31 3AG | at the drain in middle of floor, prior to discharging to the public foul sewer | at Prince Albert Gardens | TA2746010300 | TA2745010300 | [54 empty] | 4000 | mg/l | [54 empty] | 1 | m³/hr | [36 empty] | 250 | mg/l | [10 empty] | 10 | pH | 6 | pH | [18 empty] | 1000 | mg/l | [8 empty] | 1000 | mg/l | [6 empty] | 45 | °C | [8 empty] | 5 | m³/d | [14 empty] | 5 | mg/l
GRIMSBY-PYEWIPE STW | S01NCC42LAKA | Direction | Live | No | ADW 142 | Laundry & Dry Cleaning Company | Units 1 & 2 Granville Street | Grimsby, N E Lincolnshire |  |  |  | DN32 9SH | 01/12/2011 | Wastewater derived from the laundering process. | Abbey Textiles Ltd T/A Laundry & Dry Cleaning Company | 22 Woodrow Park | Grimsby, N E Lincolnshire |  |  |  | DN33 2EF | at the manhole in the car parking area at the rear of the building | at Granville Street | TA2813008730 | TA2812008740 | [54 empty] | 2000 | mg/l | [54 empty] | 3 | m³/hr | [36 empty] | 100 | mg/l | [10 empty] | 11 | pH | 6 | pH | [18 empty] | 1000 | mg/l | [8 empty] | 1000 | mg/l | [6 empty] | 45 | °C | [8 empty] | 24 | m³/d
GRIMSBY-PYEWIPE STW | S01CASELTDKA | Direction | Live | No | ADX 88 | N.H. Case Limited | Orwell Street | Grimsby | North East Lincolnshire |  |  | DN31 3HB | 01/09/2012 | Wastewaters from the processing of fish and associated hygiene wash-down. | N.H. Case Limited | 21 Bennetts Field | Wincanton | Somerset |  |  | BA9 9DT | at the drain within the building where fish processing is undertaken | at Orwell Street, Grimsby | TA2812010440 | TA2810010430 | [54 empty] | 2000 | mg/l | [54 empty] | 3 | m³/hr | [36 empty] | 250 | mg/l | [10 empty] | 10 | pH | 6 | pH | [18 empty] | 500 | mg/l | [8 empty] | 1000 | mg/l | [6 empty] | 45 | °C | [8 empty] | 12 | m³/d
GRIMSBY-PYEWIPE STW | S01JOHNROEKA | Direction | Live | No | ADW 180 | John Roe Grimsby Toyota | 174 Cromwell Road | Grimsby | North East Lincolnshire |  |  | DN31 2BA | 01/01/2012 | Wastewaters arising from the external cleaning of vehicles by hand wash | John Roe & Paul Roe | t/a John Roe Grimsby Toyota | 174 Cromwell Road | Grimbsy | North East Lincolnshire |  | DN31 2BA | at a point prior to discharging into the public foul sewer | at Cromwell Road, Grimsby | TA2575009450 | TA2572709395 | [54 empty] | 2500 | mg/l | [54 empty] | 2 | m³/hr | [36 empty] | 250 | mg/l | [10 empty] | 11 | pH | 6 | pH | [18 empty] | 1000 | mg/l | [8 empty] | 1000 | mg/l | [6 empty] | 45 | °C | [8 empty] | 2 | m³/d
GRIMSBY-PYEWIPE STW | S01NCC33SVKA | Direction | Live | No | ADX 142 | Speedy Asset Services | Estate Road No.1 | South Humberside Industrial Estate | Grimsby | North East Lincolnshire |  | DN31 2TB | 01/11/2012 | Wastewater from the washing down of plant hire equipment & machinery | Speedy Asset Services Limited | Chase House | 16 The Parks | Newton-Le-Willows | Merseyside |  | WA12 0JQ | at a point prior to discharging into the public foul sewer | at Estate Road No 1, Grimsby | TA2511010960 | TA2470010950 | [54 empty] | 2500 | mg/l | [54 empty] | 1 | m³/hr | [36 empty] | 250 | mg/l | [10 empty] | 11 | pH | 6 | pH | [18 empty] | 1000 | mg/l | [8 empty] | 1000 | mg/l | [6 empty] | 45 | °C | [8 empty] | 3 | m³/d
GRIMSBY-PYEWIPE STW | S01ACO101KKA | Direction | Live | No | ADX 451 | Kirwin Brothers Ltd | North Quay | Fish Docks | Grimsby | North East Lincolnshire |  | DN31 3SY | 01/03/2013 | Wastewater arising from the emptying of brine tubs & associated cleaning . | Kirwin Brothers Ltd | North Quay | Fish Docks | Grimsby | North East Lincolnshire |  | DN31 3SY | at the discharge point from brine processing | at Riby Street, Grimsby via a private sewer | TA2827011290 | TA2831011270 | [54 empty] | 25000 | mg/l | [54 empty] | 1 | l/s | [36 empty] | 250 | mg/l | [10 empty] | 10 | pH | 6 | pH | [18 empty] | 11500 | mg/l | [8 empty] | 1000 | mg/l | [6 empty] | 45 | °C | [8 empty] | 5 | m³/d
GRIMSBY-PYEWIPE STW | S01ACO181 KA | Direction | Live | No | ADX 76 | Ice Fresh Seafood Limited | Units 19 & 20, Estate Road No.8 | South Humberside Industrial Estate | Grimsby, N E Lincs |  |  | DN31 2TG | 01/09/2012 | Wastewater from the hygiene washdown of the factory premises. | Ice Fresh Seafood Limited | The Orangery | Hesslewood Country Park Office | Ferriby Road, Hessle, East Yorkshire |  |  | HU13 0LH | at a point prior to discharge into the public foul sewer | at Estate Road No.8 | TA2463010250 | TA2465010220 | [54 empty] | 1000 | mg/l | [54 empty] | 1 | m³/hr | [36 empty] | 250 | mg/l | [10 empty] | 10 | pH | 6 | pH | [18 empty] | 500 | mg/l | [8 empty] | 1000 | mg/l | [6 empty] | 45 | °C | [8 empty] | 4 | m³/d
GRIMSBY-PYEWIPE STW | S01ACF04GYKA | Direction | Live | No | ADW 191 | The Leisure Centre | Cromwell Road | Grimsby | North East Lincolnshire |  |  | DN31 2BH | 01/05/2012 | Wastewater from the filter backwashing process and associated drain-down of swimming pool contents. | Sports & Leisure Management Limited | Bedford House | 1 Regal Lane | Soham | Ely | Cambridgeshire | CB7 5BA | at a point prior to discharge into the public foul sewer | at Cromwell Road | TA2504009700 | TA2504009760 | [54 empty] | 1000 | mg/l | [10 empty] | 5 | mg/l | [42 empty] | 35 | m³/hr | [36 empty] | 250 | mg/l | [10 empty] | 10 | pH | 6 | pH | [18 empty] | 1000 | mg/l | [8 empty] | 1000 | mg/l | [6 empty] | 45 | °C | [8 empty] | 35 | m³/d
GRIMSBY-PYEWIPE STW | S01ACG213 KA | Direction | Live | No | ADX 124 | Grimsby Fish Dock Enterprises Ltd | Fish Market | Wharncliffe Road | Fish Docks | Grimsby, N E Lincolnshire |  | DN31 3QJ | 20/07/2012 | Wastewaters from the washing down of floors after fish auctions. | Grimsby Fish Dock Enterprise Limited | Wharncliffe Road | Fish Docks | Grimsby | N E Lincolnshire |  | DN31 3QJ | at spilt manhole in path near portacabins | at Riby Street, via private ABP sewers | TA2799011110 | TA2803010990 | [54 empty] | 5000 | mg/l | [54 empty] | 25 | m³/hr | [36 empty] | 250 | mg/l | [10 empty] | 10 | pH | 6 | pH | [18 empty] | 1200 | mg/l | [8 empty] | 1000 | mg/l | [6 empty] | 45 | °C | [8 empty] | 60 | m³/d | [14 empty] | 5 | mg/l
GRIMSBY-PYEWIPE STW | S01ACX174 KA | Direction | Live | No | ADX 477 | Chapman's Seafoods Limited | Chapman House | Estate Road 7 | South Humberside Industrial Estate | Grimsby, North East Lincolnshire |  | DN31 2TP | 11/01/2013 | Wastewaters arising from fish processing & fish cake manufacturing. | Chapman's Seafoods Limited | Chapman House | Estate Road 7 | South Humberside Industrial Estate | Grimsby, North East Lincolnshire |  | DN31 2TP | at the discharge pipe from the factory, prior to discharging to the public foul sewer | at Estate Road No 7, Grimsby | TA2430010370 | TA2465010400 | [54 empty] | 5000 | mg/l | [54 empty] | 1 | l/s | [36 empty] | 250 | mg/l | [10 empty] | 10 | pH | 6 | pH | [18 empty] | 1000 | mg/l | [8 empty] | 1000 | mg/l | [6 empty] | 45 | °C | [8 empty] | 15 | m³/d
GRIMSBY-PYEWIPE STW | S01ACU147 KA | Consent | Live | No | ACU 147 | Fastline Shellfish Limited | North Quay | Fish Docks | Grimsby | N E Lincolnshire |  | DN31 3SY | 20/11/2009 | Wastewaters arising from the processing of shellfish and hygiene washdowns | Fastline Shellfish Limited | North Quay | Fish Docks | Grimsby | N E Lincolnshire |  | DN31 3SY | at the manhole in the yard close to edge of building after catch pit | North Quay, Grimsby | TA2863010960 | TA2861010950 | [54 empty] | 4000 | mg/l | [54 empty] | 1 | m³/hr | [36 empty] | 250 | mg/l | [10 empty] | 10 | pH | 6 | pH | [18 empty] | 1000 | mg/l | [8 empty] | 1000 | mg/l | [6 empty] | 45 | °C | [8 empty] | 6 | m³/d
GRIMSBY-PYEWIPE STW | S01NCA31 KA | Direction | Live | No | ADZ 138 | Associated Cold Stores & Transport Ltd | Stage 5 | Estate Road No.2 | Grimsby, North East Lincolnshire |  |  | DN31 2TD | 01/11/2014 | Used water from bleed on evaporative condenser number 2 on cold store number 5. | Associated Cold Stores & Transport Ltd | Linton Park | Linton | Maidstone, Kent |  |  | ME17 4AB | at the condenser discharge pipe | a point on the sewer between Estate Road No.2 and the Western Area Sewer | TA2515010420 | TA2515010420 | [54 empty] | 100 | mg/l | [54 empty] | 0.5 | l/s | [36 empty] | 100 | mg/l | [10 empty] | 10 | pH | 6 | pH | [18 empty] | 100 | mg/l | [8 empty] | 1000 | mg/l | [6 empty] | 45 | °C | [8 empty] | 4 | m³/d
GRIMSBY-PYEWIPE STW | S01NCF16ROKA | Direction | Live | No | ADZ 592 | Rowlands Upholstery | Rowlands House | King Edward Street, Grimsby | North East Lincolnshire |  |  | DN31 3LA | 01/05/2016 | Used waters from upholstery spray booth. | Rowlands Upholstery Limited | Rowlands House | King Edward Street | Grimsby | North East Lincolnshire |  | DN31 3LA | at the discharge from the spray booth tank | at King Edward Street | TA2730010240 | TA2733010230 | [54 empty] | 5000 | mg/l | [54 empty] | 0.5 | l/s | [48 empty] | 10 | pH | 6 | pH | [18 empty] | 1000 | mg/l | [16 empty] | 45 | °C | [8 empty] | 4 | m³/d
GRIMSBY-PYEWIPE STW | S01ACSTST1KA1 | Consent | Live | No | TECO-0006-2018 | Stage 1 | Humber Bridge Road | Grimsby Docks | Grimsby | NE Lincolnshire |  | DN31 3SS | 12/01/2018 | Used water from evaporative condensers. | Associated Cold Stores & Transport Limited | Linton Park | Linton | Kent |  |  | ME17 4AB | the gully pot underneath the condensers | at Grimsby Fish Docks PS on Humber Bridge Road (via a private sewer) | TA2878010704 | TA2867810724 | [54 empty] | 2000 | mg/l | [54 empty] | 0.99 | l/s | [48 empty] | 10 | pH | 6 | pH | [18 empty] | 1000 | mg/l | [16 empty] | 45 | °C | [8 empty] | 4 | m³/d
GRIMSBY-PYEWIPE STW | S01ACR16 KA | Direction | Live | No | TEDI-0081-2018 | David Sandham Trading Limited | Estate Road No. 3 | South Humberside Industrial Estate | Grimsby | North East Lincolnshire |  | DN31 2TB | 07/07/2018 | Wastewaters from a car storage area. | David Sandham Trading Limited | 16 Kerry Hill | Horsforth | Leeds | West Yorkshire |  | LS18 4AY | the collection point in the car storage area | Estate Road No. 3, Grimsby | TA2485311029 | TA2489011030 | [54 empty] | 1000 | mg/l | [16 empty] | 3 | mg/l | [36 empty] | 1 | l/s | [10 empty] | 3 | mg/l | [24 empty] | 250 | mg/l | [10 empty] | 10 | pH | 6 | pH | [18 empty] | 700 | mg/l | [8 empty] | 1000 | mg/l | [6 empty] | 45 | °C | [8 empty] | 0.1 | m³/d | [14 empty] | 5 | mg/l
GRIMSBY-PYEWIPE STW | S01ICEFPYEKA1 | Consent | Live | No | TECO-0072-2018 | Ice Fresh Seafood Limited | Plot 50 | Estate Road No. 5 | South Humberside Industrial Estate | Grimsby | NE Lincolnshire | DN31 2TG | 12/10/2018 | Used water from fish processing (colouring and smoking) and associated hygiene activities. | Ice Fresh Seafood Limited | The Orangery | Hesslewood Country Office Park | Ferriby Road, Hessle | Hull | East Yorkshire | HU13 0LH | the manhole chamber in the delivery yard | Estate Road No. 5 | TA2460210696 | TA2477610766 | [54 empty] | 5000 | mg/l | [54 empty] | 5 | l/s | [36 empty] | 250 | mg/l | [10 empty] | 10 | pH | 6 | pH | [18 empty] | 1000 | mg/l | [16 empty] | 45 | °C | [8 empty] | 50 | m³/d
GRIMSBY-PYEWIPE STW | S01MMGGPYEKA1 | Consent | Live | No | TECO-0157-2018 | Marshall Motor Group | Estate Road No. 7 | South Humberside Industrial Estate | Grimsby | NE Lincolnshire |  | DN31 2TP | 07/01/2019 | Used water, after passage via an interceptor, from the external washing of vehicles only. | Marshall Motor Group Limited | Airport House | The Airport | Newmarket Road | Cambridge |  | CB5 8RY | at MH 08 immediately downstream of the interceptor as shown on Marshalls Paint & Body Grimsby Drainage Plan drawing (Survey date 14/02/2017) | Estate Road No. 7 | TA2464510441 | TA2465510406 | [54 empty] | 2500 | mg/l | [54 empty] | 0.2 | l/s | [48 empty] | 11 | pH | 6 | pH | [18 empty] | 1000 | mg/l | [16 empty] | 45 | °C | [8 empty] | 1.2 | m³/d
GRIMSBY-PYEWIPE STW | S01NCB33GCKA | Direction | Live | No | TEDI-0016-2019 | North East Lincolnshire Council | Doughty Road Depot | Doughty Road | Grimsby | North East Lincolnshire |  | DN32 0LL | 11/05/2019 | Used water, after passage via a silt trap and interceptor arising from (i) the external washing of Council vehicles, and (ii) internal washing of sweeper & gulley emptying vehicles after the mechanical removal of gross solids. | North East Lincolnshire Council | Municipal Offices | Town Hall Square | Grimsby | North East Lincolnshire |  | DN31 1HU | the manhole between waste transfer station and storage barns, prior to discharge to the public foul sewer | a point in Doughty Road council depot leading to Sheepfold Street, Grimsby | TA2725109297 | TA2726109292 | [54 empty] | 2500 | mg/l | [54 empty] | 0.17 | l/s | [36 empty] | 250 | mg/l | [10 empty] | 11 | pH | 6 | pH | [18 empty] | 1000 | mg/l | [8 empty] | 1000 | mg/l | [6 empty] | 45 | °C | [8 empty] | 15 | m³/d
GRIMSBY-PYEWIPE STW | S01DFDSPYEKA1 | Consent | Live | No | TECO-0148-2019 | DFDS Logistics Limited | Estate Road No. 2 | South Humberside Industrial Estate | Grimsby. NE Lincolnshire |  |  | DN31 2TG | 15/01/2020 | Used water arising from (i) the internal washing of vehicles containing residual quantities of fish and ice after passing through a silt trap, and (ii) the external washing of vehicles from an automatic vehicle wash after passing through an interceptor. | DFDS Logistics Limited | Nordic House, Western Access Road | Immingham Dock, Immingham | NE Lincolnshire |  |  | DN40 2LZ | the manhole immediately downstream of the interceptor and silt trap and prior to discharge to the public foul sewer | Estate Road No. 6 | TA2482610445 | TA2477310404 | [54 empty] | 4500 | mg/l | [54 empty] | 0.25 | l/s | [36 empty] | 250 | mg/l | [10 empty] | 10 | pH | 6 | pH | [18 empty] | 1000 | mg/l | [8 empty] | 1000 | mg/l | [6 empty] | 45 | °C | [8 empty] | 7.2 | m³/d
GRIMSBY-PYEWIPE STW | S01ENERPYEKA1 | Consent | Live | No | TECO-0120-2019 | Energas Ltd/Engweld | Adam Smith Street | Grimsby | NE Lincolnshire |  |  | DN31 1SJ | 07/11/2019 | Used water, after passage via an interceptor, from the external washing of vehicles only. | Energas Ltd | 1 Station Road, Coleshill | Birmingham |  |  |  | B46 1JY | a point downstream of the oil interceptor | Adam Smith Street | TA2670610198 | TA2664210267 | [54 empty] | 2500 | mg/l | [54 empty] | 0.1 | l/s | [48 empty] | 11 | pH | 6 | pH | [18 empty] | 1000 | mg/l | [16 empty] | 45 | °C | [8 empty] | 0.5 | m³/d
GRIMSBY-PYEWIPE STW | S01GTSWPYEKA1 | Consent | Live | No | TECO-0130-2019 | Grimsby Truck Stop and Wash | Estate Road No. 1 | South Humberside Industrial Estate | Grimsby, NE Lincolnshire |  |  | DN31 2TB | 11/11/2019 | Used water, after passage via an interceptor, from the external washing of vehicles only. | Motina Limited T/A Grimsby Truck Stop and Wash | Estate Road No. 1 | South Humberside Industrial Estate | Grimsby, NE Lincolnshire |  |  | DN31 2TB | a point downstream of the interceptor and settlement tank | Estate Road No. 1 | TA2493310894 | TA2493610949 | [54 empty] | 2500 | mg/l | [54 empty] | 1 | l/s | [48 empty] | 11 | pH | 6 | pH | [18 empty] | 1000 | mg/l | [16 empty] | 45 | °C | [8 empty] | 1 | m³/d
GRIMSBY-PYEWIPE STW | S01WORLPYEKA1 | Consent | Live | No | TECO-0086-2020 | Worley Field Services Limited | Armstrong Street | West Marsh Industrial Estate | Grimsby, NE Lincolnshire |  |  | DN31 1XD | 03/09/2020 | Used water, after passage via an interceptor, from the external washing of vehicles only. | Worley Field Services Limited | 27 Great West Road | Brentford |  |  |  | TW8 9BW | the manhole downstream of the oil interceptor | Armstrong Street | TA2648110180 | TA2648210119 | [54 empty] | 2500 | mg/l | [54 empty] | 1 | l/s | [48 empty] | 11 | pH | 6 | pH | [18 empty] | 1000 | mg/l | [16 empty] | 43 | °C | [8 empty] | 2 | m³/d
GRIMSBY-PYEWIPE STW | S01ACX133AKA | Direction | Live | No | TEDI-0131-2020 | New England Seafood International Limited | Genesis Way | Europarc | Grimsby, NE Lincolnshire |  |  | DN37 9TU | 15/12/2020 | Used water arising from the primary processing of fish and associated hygiene of the production area and equipment. | New England Seafood International Limited | 48 Cox Lane | Chessington | Surrey |  |  | KT9 1TW | the manhole after interceptor traps, prior to discharging to the public foul sewer | Genesis Way, Grimsby | TA2392011350 | TA2396011400 | [24 empty] | 50 | mg/l | [28 empty] | 4000 | mg/l | [54 empty] | 3 | l/s | [36 empty] | 250 | mg/l | [10 empty] | 10 | pH | 6 | pH | [8 empty] | 50 | mg/l | [8 empty] | 1000 | mg/l | [16 empty] | 43 | °C | [8 empty] | 200 | m³/d
GRIMSBY-PYEWIPE STW | S01NCD30TPKA | Direction | Live | No | TEDI-0010-2021 | Tri-Pack Packaging Systems Limited | Estate Road No 1, South Humberside Industrial Estate | Grimsby | NE Lincolnshire |  |  | DN31 2TB | 03/05/2021 | Used waters from the manufacture and cleaning of stencils and silk screens. | Tri-Pack Packaging Systems Limited | Estate Road No 1, South Humberside Industrial Estate | Grimsby | NE Lincolnshire |  |  | DN31 2TB | the screen printing stencil cleaning sump prior to discharging to the public foul sewer | Estate Road No 1, Grimsby | TA2466011060 | TA2462011020 | [54 empty] | 7500 | mg/l | [54 empty] | 0.5 | l/s | [36 empty] | 250 | mg/l | [10 empty] | 11 | pH | 6 | pH | [18 empty] | 1000 | mg/l | [16 empty] | 43 | °C | [8 empty] | 1 | m³/d
GRIMSBY-PYEWIPE STW | S01106ROSSKA3 | Direction | Live | No | TEDI-0034-2021 | Young's Seafood Limited | South Quay | Wickham Road | Grimsby | NE Lincolnshire |  | DN31 3SW | 01/04/2022 | Used water derived from the preparation of food products and associated hygiene washdown. | Young's Seafood Limited | Ross House | Wickham Road | Grimsby | NE Lincolnshire |  | DN31 3SW | a point prior to discharge into the public foul sewer | Marsden Road | TA2867010420 | TA2866910413 | [54 empty] | 4000 | mg/l | [54 empty] | 30 | l/s | [36 empty] | 250 | mg/l | [10 empty] | 10 | pH | 6 | pH | [18 empty] | 1250 | mg/l | [16 empty] | 43 | °C | [8 empty] | 600 | m³/d
GRIMSBY-PYEWIPE STW | S01434ROSSKA4 | Direction | Live | No | TEDI-0035-2021 | Young's Seafood Limited | No.4 Factory | Ross Road, Grimsby | NE Lincolnshire |  |  | DN31 3SW | 03/05/2021 | Used water derived solely from the preparation of food and hygiene wash water. | Young's Seafood Limited | Ross House | Wickham Road, Grimsby | NE Lincolnshire |  |  | DN31 3SW | the manhole in the carpark opposite Ross House | Humber Bridge Road, Grimsby | TA2857010650 | TA2857010650 | [54 empty] | 2000 | mg/l | [54 empty] | 0.5 | l/s | [36 empty] | 250 | mg/l | [10 empty] | 10 | pH | 6 | pH | [18 empty] | 1000 | mg/l | [16 empty] | 43 | °C | [8 empty] | 25 | m³/d
GRIMSBY-PYEWIPE STW | S01126FSHSKA | Direction | Live | No | TEDI-0036-2021 | Young's Seafood Limited | Humberstone Road Site | Humberstone Road | Grimsby | NE Lincolnshire |  | DN32 8HP | 01/04/2022 | Used water derived solely from the processing and preparation of food products and associated hygiene wash water. | Young's Seafood Limited | Ross House | Wickham Road | Grimsby | NE Lincolnshire |  | DN31 3SW | the automatic sampling point inside the building at the rear of the gatehouse | Humberstone Road, Grimsby | TA2850008780 | TA2850008810 | [54 empty] | 4000 | mg/l | [54 empty] | 22.5 | l/s | [36 empty] | 250 | mg/l | [10 empty] | 10 | pH | 6 | pH | [18 empty] | 1200 | mg/l | [16 empty] | 43 | °C | [8 empty] | 500 | m³/d
GRIMSBY-PYEWIPE STW | S01ACV218YKA | Direction | Live | No | TEDI-0037-2021 | Young's Seafood Limited | South Quay Tub Wash Facility | Ross Road, Grimsby | NE Lincolnshire |  |  | DN31 3SW | 03/05/2021 | Used waters arising from the washing of fish boxes. | Young's Seafood Limited | Ross House | Wickham Road, Grimsby | NE Lincolnshire |  |  | DN31 3SW | a point in the inspection chamber outside the fish tray wash facility | Ross Road, Grimsby | TA2857010510 | TA2859010540 | [54 empty] | 4000 | mg/l | [54 empty] | 0.5 | l/s | [36 empty] | 250 | mg/l | [10 empty] | 10 | pH | 6 | pH | [18 empty] | 1000 | mg/l | [16 empty] | 43 | °C | [8 empty] | 10 | m³/d
GRIMSBY-PYEWIPE STW | S01SCANPYEKA1 | Consent | Live | No | TECO-0167-2020 | Scania (Great Britain) Limited - Grimsby | Scania Grimsby, South Humberside Industrial Estate | Estate Road Number 1 | Grimsby |  |  | DN31 2TB | 21/01/2021 | Used water, after passage via an interceptor, from the external washing of vehicles only. | Scania (Great Britain) Limited | Delaware Drive | Tongwell | Milton Keynes, Buckinghamshire |  |  | MK15 8HB | a point after passage via the oil interceptor | Estate Road No. 1 | TA2511610835 | TA2513010900 | [54 empty] | 2500 | mg/l | [54 empty] | 1 | l/s | [48 empty] | 11 | pH | 6 | pH | [18 empty] | 1000 | mg/l | [16 empty] | 43 | °C | [8 empty] | 3.5 | m³/d
GRIMSBY-PYEWIPE STW | S01GBAHPYEKA1 | Consent | Live | No | TECO-0006-2021 | GBA Automotive Technical Centre | Pyewipe Road | Grimsby | NE Lincolnshire |  |  | DN31 2QN | 27/01/2021 | Used water, after passage via an interceptor, from the external washing of vehicles only. | GBA (Holdings) Limited | Meridian House, Alexandra Dock North | Grimsby | NE Lincolnshire |  |  | DN31 3UA | the manhole downstream of the silt trap and interceptor and prior to connecting with the public foul sewer | Pyewipe Road | TA2614210294 | TA2610710290 | [54 empty] | 2500 | mg/l | [54 empty] | 0.5 | l/s | [48 empty] | 11 | pH | 6 | pH | [18 empty] | 1000 | mg/l | [16 empty] | 43 | °C | [8 empty] | 1 | m³/d
GRIMSBY-PYEWIPE STW | S01106ROSSKA2 | Direction | Live | No | TEDI-0033-2021 | Young's Seafood Limited | Recipe Meals Factory | Wickham Road Site | Grimsby | NE Lincolnshire |  | DN31 3SW | 01/04/2022 | Used water derived from the preparation of food products and associated hygiene washdown. | Young's Seafood Limited | Ross House | Wickham Road | Grimsby | NE Lincolnshire |  | DN31 3SW | the manhole (last of three in line) in cold store yard near Fish Dock Pumping Station | cold store yard off Humber Bridge Road, Grimsby | TA2870010677 | TA2870310669 | [54 empty] | 4000 | mg/l | [54 empty] | 14 | l/s | [36 empty] | 250 | mg/l | [10 empty] | 10 | pH | 6 | pH | [18 empty] | 1000 | mg/l | [16 empty] | 43 | °C | [8 empty] | 250 | m³/d
GRIMSBY-PYEWIPE STW | S01BREEPYEKA1 | Consent | Live | No | TECO-0051-2021 | Breedon Southern Limited - Grimsby Coating Plant | Gilbey Road | Grimsby | NE Lincolnshire |  |  | DN31 2SJ | 18/03/2021 | Contaminated surface water run-off discharged via an interceptor. | Breedon Southern Limited | Pinnacle House, Breedon Quarry | Breedon on the Hill | Derby |  |  | DE73 8AP | the final chamber of the interceptor | Gilbey Road | TA2560210779 | TA2552210684 | [54 empty] | 2000 | mg/l | [54 empty] | 1 | l/s | [48 empty] | 12 | pH | 6 | pH | [18 empty] | 1000 | mg/l | [16 empty] | 43 | °C | [8 empty] | 6.1 | m³/d
GRIMSBY-PYEWIPE STW | S01BCAFPYEKA1 | Consent | Live | No | TECO-0146-2021 | BCA Fleet Solutions Limited | 11 Estate Road No. 5 | South Humberside Industrial Estate, Grimsby | NE Lincolnshire |  |  | DN31 2TG | 14/07/2021 | Used water, after passage via an interceptor, from the external washing of vehicles only. | BCA Fleet Solutions Limited | Headway House, Crosby Way | Farnham | Surrey |  |  | GU9 7XG | a point immediately downstream of the interceptor | Estate Road No. 6 | TA2485310543 | TA2472710462 | [54 empty] | 2500 | mg/l | [54 empty] | 1 | l/s | [48 empty] | 11 | pH | 6 | pH | [18 empty] | 1000 | mg/l | [16 empty] | 43 | °C | [8 empty] | 10 | m³/d
GRIMSBY-PYEWIPE STW | S01RSKEPYEKA1 | Consent | Live | Yes | TECO-0172-2021 | Land off Yarborough Road | Toothill | Grimsby | NE Lincolnshire |  |  | DN34 4EY | 29/09/2021 | Used waters containing MTBE and TAME from abstracted groundwater as part of a hydraulic containment remediation system. | RSK Environment Limited | 65 Sussex Street | Glasgow | Scotland |  |  | G41 1DX | the lightweight manhole cover located just inside the gated entrance to the compound | Yarborough Road, Grimsby | TA2472708906 | TA2470108950 | [24 empty] | 100 | mg/l | [22 empty] | 0.01 | mg/l |  |  |  |  | 500 | mg/l | [12 empty] | 0.1 | mg/l |  |  | 0.1 | mg/l | [36 empty] | 2.5 | l/s | [10 empty] | 0.15 | mg/l | [8 empty] | 0.0001 | mg/l | [10 empty] | 0.1 | mg/l |  |  | 250 | mg/l | [10 empty] | 10 | pH | 6 | pH | [18 empty] | 1000 | mg/l | [8 empty] | 1000 | mg/l |  |  |  |  | 5000 | µg/l | 43 | °C | [8 empty] | 300 | m³/d | 35 | mg/l | [12 empty] | 0.1 | mg/l
GRIMSBY-PYEWIPE STW | S01MOTOPYEKA1 | Consent | Live | No | TECO-0173-2021 | FS209 Cleethorpes Service Station | 178-182 Cleethorpe Road | Grimsby | NE Lincolnshire |  |  | DN31 3HW | 31/08/2021 | Used water, after passage via silt traps and an interceptor, from the external washing of vehicles only. | Motor Fuel Limited | Gladstone Place, 36-38 Upper Marlborough Road | St Albans | Hertfordshire |  |  | AL1 3UU | the last manhole on interceptor system | Strand Street | TA2797610363 | TA2797410353 | [54 empty] | 2500 | mg/l | [54 empty] | 0.5 | l/s | [48 empty] | 11 | pH | 6 | pH | [18 empty] | 1000 | mg/l | [16 empty] | 43 | °C | [8 empty] | 10 | m³/d
GRIMSBY-PYEWIPE STW | S01BIFAPYEKA1 | Consent | Live | No | TECO-0009-2022 | Biffa Waste Services Limited | Gilbey Road | Grimsby | NE Lincolnshire |  |  | DN31 2RL | 27/01/2022 | Contaminated surface water run off from the external yard area and discharged via an interceptor. | Biffa Waste Services Limited | Coronation Road, Cressex | High Wycombe | Buckinghamshire |  |  | HP12 3TZ | the discharge point from the interceptor prior to connecting with the public foul sewer | Gilbey Road | TA2581510917 | TA2577210902 | [54 empty] | 3500 | mg/l | [54 empty] | 0.3 | l/s | [36 empty] | 250 | mg/l | [10 empty] | 10 | pH | 6 | pH | [18 empty] | 1000 | mg/l | [8 empty] | 1000 | mg/l | [6 empty] | 43 | °C | [8 empty] | 1 | m³/d
GRIMSBY-PYEWIPE STW | S01ACJ264AKA | Direction | Live | No | TEDI-0048-2022 | Alfred Enderby Limited | Maclure Street | Fish Docks | Grimsby | North East Lincolnshire |  | DN31 3NE | 08/04/2022 | Used waters from fish filleting, hygiene wash down and brine tub emptying. | Alfred Enderby Limited | Maclure Street | Fish Docks | Grimsby | North East Lincolnshire |  | DN31 3NE | the manhole at the rear of the building | Fish Dock Road | TA2785810818 | TA2783310828 | [54 empty] | 4000 | mg/l | [54 empty] | 0.5 | l/s | [36 empty] | 250 | mg/l | [10 empty] | 10 | pH | 6 | pH | [18 empty] | 1000 | mg/l | [16 empty] | 43 | °C | [8 empty] | 4 | m³/d
GRIMSBY-PYEWIPE STW | S01ACX73M KA | Direction | Live | No | TEDI-0053-2022 | International Seafoods Limited | Pegasus Way | Europarc | Grimsby | North East Lincolnshire |  | DN37 9TS | 27/12/2022 | Used waters from primary fish processing and brining of fish. | International Seafoods Limited | Hillmore House | Gain Lane | Bradford | West Yorkshire |  | BD3 7DL | the manhole after the interceptors, prior to discharging to the public foul sewer | Pegasus Way, Grimsby | TA2377011731 | TA2377811722 | [54 empty] | 5000 | mg/l | [54 empty] | 10 | l/s | [36 empty] | 250 | mg/l | [10 empty] | 10 | pH | 6 | pH | [18 empty] | 1000 | mg/l | [16 empty] | 43 | °C | [8 empty] | 528 | m³/d
GRIMSBY-PYEWIPE STW | S01ACI56DLKA2 | Direction | Live | No | TEDI-0107-2022 | Dunlop Oil & Marine Limited (Continental) | Moody Lane | Pyewipe Industrial Estate | Grimsby | NE Lincolnshire |  | DN31 2SY | 21/02/2023 | Used water from process tank washings, consisting of degreaser pre-blast tank, T1 post blaster tank, and T3 post blaster rust inhibitor tank and cooling water from spot welder discharge. | Dunlop Oil & Marine Limited | Moody Lane | Pyewipe Industrial Estate | Grimsby | NE Lincolnshire |  | DN31 2SY | the monitoring point No 1, located in department 3 | Estate Road, No 1 Grimsby | TA2503011185 | TA2489011030 | [54 empty] | 9000 | mg/l | [54 empty] | 0.5 | l/s | [48 empty] | 10 | pH | 6 | pH | [18 empty] | 500 | mg/l | [16 empty] | 43 | °C | [8 empty] | 1.1 | m³/d | [14 empty] | 5 | mg/l
GRIMSBY-PYEWIPE STW | S01AXHOLMEKA1 | Direction | Live | No | TEDI-0116-2022 | Axholme Brewing Company Limited T/A Docks Beers | The Church | King Edward Street | Grimsby | NE Lincolnshire |  | DN31 3JD | 11/07/2022 | Used water from the brewing process including cleaning of associated equipment. | Axholme Brewing Company Limited | 26 South St Mary's Gate | Grimsby | NE Lincolnshire |  |  | DN31 1LW | a point prior to the public foul sewer | King Edward Street | TA2731610022 | TA2729310028 | [54 empty] | 5500 | mg/l | [54 empty] | 4 | l/s | [48 empty] | 10 | pH | 6 | pH | [18 empty] | 750 | mg/l | [8 empty] | 1000 | mg/l | [6 empty] | 43 | °C | [8 empty] | 4 | m³/d
GRIMSBY-PYEWIPE STW | S01ACZ365DKA | Direction | Live | No | TEDI-0108-2022 | Dunlop Oil & Marine Limited (Continental) | Moody Lane | Pyewipe Industrial Estate | Grimsby | NE Lincolnshire |  | DN31 2SY | 21/02/2023 | Used water from inspection and testing water for rubber hosing; waters from underwater weight tank, cooling waters, boiler blowdown and condensate from autoclaves. | Dunlop Oil & Marine Limited | Moody Lane | Pyewipe Industrial Estate | Grimsby | NE Lincolnshire |  | DN31 2SY | the manhole sample point '2' | Estate Road No 1 Grimsby | TA2512511164 | TA2504010926 | [54 empty] | 1000 | mg/l | [54 empty] | 3 | l/s | [48 empty] | 10 | pH | 6 | pH | [18 empty] | 500 | mg/l | [16 empty] | 43 | °C | [8 empty] | 10 | m³/d | [14 empty] | 5 | mg/l
GRIMSBY-PYEWIPE STW | S01EUROPYEKA1 | Consent | Live | No | TECO-0187-2022 | Eurofins Food Testing UK Limited | The Technical Centre | Wickham Road | Grimsby | NE Lincolnshire |  | DN31 3SL | 30/11/2022 | Used waters arising from the sterilisation of liquid clinical waste, microbiological testing and analysis of foodstuffs, animal by-products and water including external washing of vehicles. | Eurofins Food Testing UK Limited | I54 Business Park | Valiant Way | Wolverhampton |  |  | WV9 5GB | the discharge point from the testing laboratory prior to connecting with the public foul sewer | Wickham Road, Grimsby | TA2884010610 | TA2886010580 | [54 empty] | 4000 | mg/l | [54 empty] | 0.5 | l/s | [36 empty] | 250 | mg/l | [10 empty] | 10 | pH | 6 | pH | [18 empty] | 1000 | mg/l |  |  |  |  | 1000 | mg/l | [10 empty] | 43 | °C | [8 empty] | 11 | m³/d
GRIMSBY-PYEWIPE STW | S01ACX198CKA | Direction | Live | No | TEDI-0014-2023 | Caught & Cured Limited | Marsden Road | Fish Docks | Grimsby | NE Lincolnshire |  | DN31 3SG | 21/11/2023 | Used waters from processing oily fish including salmon. | Caught & Cured Limited | Chaxhill | Westbury-On-Severn | Gloucestershire |  |  | GL14 1QW | the manhole after trap in front of building, prior to discharge to the public foul sewer | Marsden Road, Grimsby | TA2852310441 | TA2852410449 | [54 empty] | 5500 | mg/l | [54 empty] | 2 | l/s | [36 empty] | 250 | mg/l | [10 empty] | 10 | pH | 6 | pH | [18 empty] | 1000 | mg/l | [16 empty] | 43 | °C | [8 empty] | 25 | m³/d
GRIMSBY-PYEWIPE STW | S01NCA01SKKA | Direction | Live | Yes | TEDI-0019-2023 | Flatfish Limited | Unit 5 | Stirling Street | Grimsby | NE Lincolnshire |  | DN31 3AE | 27/03/2023 | Used water from fish filleting, glazing and hygiene wash down. | Flatfish Limited | Unit 5 | Stirling Street | Grimsby | NE Lincolnshire |  | DN31 3AE | the manhole near the roller door to the factory entrance off Thorold Street | Stirling Street | TA2860010300 | TA2858010250 | [54 empty] | 2500 | mg/l | [54 empty] | 4.5 | l/s | [20 empty] | 0.01 | mg/l | [26 empty] | 10 | pH | 6 | pH | [18 empty] | 1000 | mg/l | [8 empty] | 1000 | mg/l | [6 empty] | 43 | °C | [8 empty] | 130 | m³/d
GRIMSBY-PYEWIPE STW | S01ACX197CKA | Direction | Live | No | TEDI-0013-2023 | Caught & Cured Limited | Marsden Road | Fish Docks | Grimsby | NE Lincolnshire |  | DN31 3SG | 21/11/2023 | Used water from processing oily fish including salmon. | Caught & Cured Limited | Chaxhill | Westbury-On-Severn | Gloucestershire | England |  | GL14 1QW | the manhole leaving factory behind rear vehicular gate prior to discharge to the public foul sewer | Marsden Road, Grimsby | TA2860510420 | TA2860610430 | [54 empty] | 5500 | mg/l | [54 empty] | 5 | l/s | [36 empty] | 250 | mg/l | [10 empty] | 10 | pH | 6 | pH | [18 empty] | 1000 | mg/l | [16 empty] | 43 | °C | [8 empty] | 10 | m³/d
GRIMSBY-PYEWIPE STW | S01WASHPYEKA1 | Consent | Live | No | TECO-0085-2023 | Associated British Ports - Vehicle Wash Facility | Water Tower | Fish Dock Road | Grimsby Docks | Grimsby | NE Lincolnshire | DN31 3HB | 11/05/2023 | Used water, after passage via an interceptor, from the external washing of vehicles only. | Associated British Ports | 25 Bedford Street | London |  |  |  | WC2E 9ES | manhole immediately downstream of the washbay | Riby Street | TA2771210643 | TA2776010548 | [54 empty] | 2500 | mg/l | [54 empty] | 0.5 | l/s | [48 empty] | 11 | pH | 6 | pH | [18 empty] | 1000 | mg/l | [16 empty] | 43 | °C | [8 empty] | 1 | m³/d
GRIMSBY-PYEWIPE STW | S01NCC05UBKA1 | Direction | Live | No | TEDI-0136-2023 | Country Style Foods Limited | Wickham Road | Grimsby | North East Lincolnshire |  |  | DN31 3SW | 14/02/2024 | Used water from the manufacture of bread & associated hygiene activities. | Country Style Foods Limited | 50 Pontefract Lane | Leeds | West Yorkshire |  |  | LS9 8HY | the last manhole after interceptor discharge chambers | Wickham Road, Grimsby heading east | TA2877010570 | TA2876010580 | [54 empty] | 4000 | mg/l | [54 empty] | 9 | l/s | [36 empty] | 250 | mg/l | [10 empty] | 10 | pH | 6 | pH | [18 empty] | 1500 | mg/l | [16 empty] | 43 | °C | [8 empty] | 200 | m³/d | [14 empty] | 2 | mg/l
GRIMSBY-PYEWIPE STW | S01160GRFMKA | Direction | Live | Yes | TEDI-0182-2023 | Pelagia (UK) Limited | Gilbey Road | Grimsby | NE Lincolnshire |  |  | DN31 2SL | 12/04/2024 | Used water from the heating and drying of fish by-products. | Pelagia (UK) Limited | Gilbey Road, Pyewipe | Grimsby | NE Lincolnshire |  |  | DN31 2SL | the tap immediately downstream of the on site effluent treatment plant and prior to discharge into the public foul sewer | Gilbey Road, Grimsby | TA2568010870 | TA2570010840 | [54 empty] | 4500 | mg/l | [54 empty] | 20 | l/s | [20 empty] | 0.01 | mg/l | [14 empty] | 250 | mg/l | [10 empty] | 10 | pH | 6 | pH | [18 empty] | 1000 | mg/l | [16 empty] | 43 | °C | [8 empty] | 500 | m³/d
GRIMSBY-PYEWIPE STW | S01ACZ326MKA | Direction | Live | No | TEDI-0183-2023 | Morrisons Manufacturing Grimsby | Lakeside | Europarc | Grimsby | NE Lincolnshire |  | DN37 9TW | 19/04/2024 | Used water from cleaning, defrosting of products, smoking of products and boiler blowdown plus potentially contaminated surface water. | Wm Morrison Supermarkets Limited | Hilmore House | Gain Lane | Bradford | West Yorkshire |  | BD3 7DL | a point after the DAF plant as flow passes over v-notch | Lakeside, Europarc, Grimsby | TA2391011088 | TA2399311177 | [54 empty] | 5000 | mg/l | [54 empty] | 10 | l/s | [36 empty] | 250 | mg/l | [10 empty] | 10 | pH | 6 | pH | [18 empty] | 1000 | mg/l | [16 empty] | 43 | °C | [8 empty] | 528 | m³/d
GRIMSBY-PYEWIPE STW | S01SEACHILKA | Direction | Live | No | TEDI-0138-2023 | Seachill UK Limited T/A Hilton Seafood UK | Laforey Road | Great Grimsby Business Park | Grimsby, North East Lincs |  |  | DN37 9TG | 12/02/2024 | Used water from fish processing after treatment by dissolved air floatation. | Seachill UK Limited | Hilton Food Group Plc 2-8 The Interchange | Latham Road, Huntingdon | Cambridgeshire |  |  | PE29 6YE | the tap on the effluent filter tank in the plant room | Laforey Road | TA2447011120 | TA2447011110 | [54 empty] | 2500 | mg/l | [54 empty] | 13 | l/s | [36 empty] | 250 | mg/l | [10 empty] | 10 | pH | 6 | pH | [18 empty] | 1000 | mg/l | [16 empty] | 43 | °C | [8 empty] | 650 | m³/d
GRIMSBY-PYEWIPE STW | S01417ICFFKA | Direction | Live | No | TEDI-0142-2023 | Seachill UK Limited Trading as Hilton Seafood UK | Estate Road No 2 | South Humberside Industrial Estate | Grimsby, N.E. Lincolnshire |  |  | DN31 2TG | 14/02/2024 | Used waters derived solely from the processing & preparation of food products after passing through a grease trap. | Seachill UK Limited | Hilton Food Group PLC, 2-8 The Interchange | Latham Road, Huntingdon | Cambridgeshire, England |  |  | PE29 6YE | the manhole in gravel stones next to brick oil traps at the front of building, prior to discharge to the public foul sewer | public manhole 3401 in rear carpark | TA2525010550 | TA2533010490 | [54 empty] | 5000 | mg/l | [54 empty] | 3 | l/s | [36 empty] | 250 | mg/l | [10 empty] | 10 | pH | 6 | pH | [18 empty] | 1000 | mg/l | [16 empty] | 43 | °C | [8 empty] | 260 | m³/d
GRIMSBY-PYEWIPE STW | S01GBTLPYEKA1 | Consent | Live | No | TECO-0288-2023 | GB Terminals Limited | Toyota Building | Alexandra Dock North | Grimsby | NE Lincolnshire |  | DN31 3TD | 21/12/2023 | Used water, after passage via an interceptor, from the external washing of vehicles only. | GB Terminals Limited | Alexandra Dock North | Grimsby | NE Lincolnshire |  |  | DN31 3UA | the manhole after car wash prior to discharge to the public foul sewer | Haycroft Main leading to Pyewipe TPS | TA2630710633 | TA2634210700 | [54 empty] | 2500 | mg/l | [54 empty] | 2.7 | l/s | [48 empty] | 11 | pH | 6 | pH | [18 empty] | 1000 | mg/l | [16 empty] | 43 | °C | [8 empty] | 25 | m³/d
GRIMSBY-PYEWIPE STW | S01ACT106 KA | Direction | Live | No | TEDI-0041-2024 | Eriks Industrial Services Limited | Units 3 - 6 Peryton Way, Europarc | Grimsby, North East Lincolnshire |  |  |  | DN37 9TL | 30/07/2024 | Used water discharged via an interceptor from steam cleaning of parts used in industrial rotating equipment. | Eriks Industrial Services Limited | Eriks, Seven Stars Road, | Oldbury, West Midlands |  |  |  | B69 4JR | the out flow of drain from parts wash | Peryton Way, Europarc | TA2401011430 | TA2402811348 | [54 empty] | 2000 | mg/l | [54 empty] | 0.2 | l/s | [36 empty] | 250 | mg/l | [10 empty] | 10 | pH | 6 | pH | [18 empty] | 1000 | mg/l | [8 empty] | 1000 | mg/l | [6 empty] | 43 | °C | [8 empty] | 1 | m³/d
GRIMSBY-PYEWIPE STW | S01YSEAPYEKA1 | Direction | Live | No | TEDI-0046-2024 | Young's Seafood Limited | Ladysmith Road | Grimsby | NE Lincolnshire |  |  | DN32 9SL | 07/01/2025 | Used water from fish processing and cooking discharged following balancing, screening, coagulation and effluent treatment by dissolved air flotation. | Young's Seafood Limited | Young's House | Wickham Road | Grimsby | NE Lincolnshire |  | DN31 3SW | the sample tap downstream of the DAF plant | Ladysmith Road | TA2835408634 | TA2823608581 | [54 empty] | 4500 | mg/l | [54 empty] | 22 | l/s | [36 empty] | 250 | mg/l | [10 empty] | 10 | pH | 6 | pH | [18 empty] | 1250 | mg/l | [16 empty] | 43 | °C | [8 empty] | 500 | m³/d
GRIMSBY-PYEWIPE STW | S01BHJSPYEKA1 | Consent | Live | No | TECO-0073-2024 | BHJ (UK) Seafood Limited | Unit G | Birchin Way | Grimsby | NE Lincolnshire |  | DN31 2SG | 14/05/2024 | Used water comprising compressor condensate from cooling towers. | BHJ (UK) Seafood Limited | Minster House | 23 Flemingate | Beverley | East Yorkshire | England | HU17 0NP | the manhole known as MH32 on the East side of the building | Stansted Street | TA2581710391 | TA2580210317 | [54 empty] | 2000 | mg/l | [54 empty] | 1 | l/s | [48 empty] | 10 | pH | 6 | pH | [18 empty] | 1000 | mg/l | [16 empty] | 43 | °C | [8 empty] | 4 | m³/d
GRIMSBY-PYEWIPE STW | S01CROSPYEKA1 | Consent | Live | No | TECO-0047-2024 | Flatfish Ltd T/A Keith Graham | Cross Street | Grimsby Docks | Grimsby | NE Lincolnshire |  | DN31 3PU | 04/03/2024 | Used water from spent clear and coloured brining solution and associated hygiene activities. | Flatfish Limited | Unit 5 | Stirling Street | Grimsby | NE Lincolnshire |  | DN31 3AE | the drain in the brine room prior to discharging to the public foul sewer | Hutton Road | TA2796010960 | TA2793110930 | [54 empty] | 35000 | mg/l | [54 empty] | 1 | l/s | [48 empty] | 10 | pH | 6 | pH | [18 empty] | 1000 | mg/l | [16 empty] | 43 | °C | [8 empty] | 4 | m³/d
GRIMSBY-PYEWIPE STW | S01GBAXTERKA | Direction | Live | No | TEDI-0073-2024 | Convenience Foods Limited | 1 Pegasus Way | Europarc | Grimsby | NE Lincolnshire |  | DN37 9TS | 01/07/2024 | Used water from food manufacturing (mainly soups and sauces) together with cleaning of plant and machinery. | Convenience Foods Limited | Trinity Park House | Fox Way | Wakefield | West Yorkshire |  | WF2 8EE | the tap on the discharge pipe at the rear of the premises | Genesis Way | TA2359011670 | TA2371011540 | [54 empty] | 5000 | mg/l |  |  |  |  | 2000 | mg/l | [48 empty] | 8.5 | l/s | [36 empty] | 250 | mg/l | [10 empty] | 11 | pH | 6 | pH | [18 empty] | 1000 | mg/l | [8 empty] | 1000 | mg/l | [6 empty] | 43 | °C | [8 empty] | 700 | m³/d
GRIMSBY-PYEWIPE STW | S01MORRPYEKA1 | Consent | Live | No | TECO-0072-2024 | WM Morrison Supermarkets Limited | Hilmore Road | Laceby | Grimsby | NE Lincolnshire |  | DN37 7SQ | 09/04/2024 | Used water, after passage via an interceptor, from the external washing of vehicles only. | WM Morrison Supermarkets Limited | Hilmore House | Gain Lane | Bradford | West Yorkshire |  | BD3 7DL | a point prior to connecting to the public foul sewer | Grimsby Road | TA2337907491 | TA2332207469 | [54 empty] | 2500 | mg/l | [54 empty] | 2.5 | l/s | [48 empty] | 11 | pH | 6 | pH | [18 empty] | 1000 | mg/l | [16 empty] | 43 | °C | [8 empty] | 2 | m³/d
GRIMSBY-PYEWIPE STW | S01SUBZPYEKA1 | Consent | Live | No | TECO-0207-2024 | Subzero (Grimsby) Limited | Unit 2 Genesis Way | Europarc | Healing | Grimsby | NE Lincolnshire | DN37 9TU | 15/10/2024 | Used water from the cutting and processing of frozen fish and associated hygiene activities. | Subzero (Grimsby) Limited | Unit 2 Genesis Way | Europarc | Healing | Grimsby | NE Lincolnshire | DN37 9TU | a point prior to connecting to the public foul sewer | Genesis Way, Europarc | TA2406811271 | TA2408111298 | [54 empty] | 2000 | mg/l | [54 empty] | 1 | l/s | [36 empty] | 250 | mg/l | [10 empty] | 10 | pH | 6 | pH | [18 empty] | 1000 | mg/l | [8 empty] | 1000 | mg/l | [6 empty] | 43 | °C | [8 empty] | 2.5 | m³/d
GRIMSBY-PYEWIPE STW | S01CUTRPYEKA1 | Consent | Live | No | TECO-0227-2024 | Cut Right Processing Limited | Unit 10B | Grimsby Seafood Village | Wickham Road | Grimsby | NE Lincolnshire | DN31 3SX | 19/11/2024 | Used water from seafood processing and associated hygiene. | Cut Right Processing Limited | 145 Grimsby Road | Cleethorpes | NE Lincolnshire |  |  | DN35 7DG | a point prior to connecting with the public foul sewer | Wickham Road | TA2907510611 | TA2885610556 | [54 empty] | 4000 | mg/l | [54 empty] | 1 | l/s | [36 empty] | 250 | mg/l | [10 empty] | 10 | pH | 6 | pH | [18 empty] | 1000 | mg/l | [8 empty] | 1000 | mg/l | [6 empty] | 43 | °C | [8 empty] | 1 | m³/d
GRIMSBY-PYEWIPE STW | S01SEACPYEKA1 | Consent | Live | No | TECO-0050-2025 | Ocean Bounty Building | Fiskerton Way | Grimsby | NE Lincolnshire |  |  | DN37 9TG | 07/04/2025 | Used water comprising compressor condensate from ammonia refrigeration plant. | Seachill UK Limited T/A Hilton Seafood UK | Hilton Food Group PLC | 2-8 The Interchange | Huntingdon | Cambridgeshire |  | PE29 6YE | the Tap positioned externally on the open plant deck to the left of the building | Fiskerton Way | TA2440111245 | TA2440411195 | [54 empty] | 2000 | mg/l | [54 empty] | 0.289 | l/s | [48 empty] | 10 | pH | 6 | pH | [18 empty] | 1000 | mg/l | [16 empty] | 43 | °C | [8 empty] | 25 | m³/d
GRIMSBY-PYEWIPE STW | S01ACL41GTKA | Direction | Live | No | TEDI-0056-2025 | Lincolnshire Road Car Company Limited T/A Stagecoach | Victoria Street | Grimsby | NE Lincolnshire |  |  | DN31 1NS | 23/06/2025 | Used water, after passage via an interceptor, from the external washing of vehicles and engines. | Lincolnshire Road Car Company Limited | One Stockport Exchange | 20 Railway Road | Stockport | Cheshire |  | SK1 3SW | the manhole inside depot washbay, prior to discharging to the public foul sewer | Victoria Street South, Grimsby | TA2713309778 | TA2715209777 | [54 empty] | 2500 | mg/l | [54 empty] | 2 | l/s | [48 empty] | 11 | pH | 6 | pH | [18 empty] | 1000 | mg/l | [16 empty] | 43 | °C | [8 empty] | 20 | m³/d
GRIMSBY-PYEWIPE STW | S01HAINPYEKA1 | Consent | Live | No | TECO-0182-2025 | Hain Celestial UK Limited - Lakeside | Europarc | Healing | Grimsby | NE Lincolnshire |  | DN37 9TW | 29/09/2025 | Used waters arising from the production and associated hygiene of ready meals, soups and sauces. | Hain Celestial UK Limited | Templar House | 4225 Park Approach | Thorpe Park | Leeds | West Yorkshire | LS15 8GB | the tap on the outlet of the DAF plant prior to connecting with the public foul sewer | Lakeside | TA2413711218 | TA2413811249 | [54 empty] | 3000 | mg/l | [54 empty] | 10 | l/s | [36 empty] | 250 | mg/l | [10 empty] | 10 | pH | 6 | pH | [18 empty] | 1000 | mg/l | [8 empty] | 1000 | mg/l | [6 empty] | 43 | °C | [8 empty] | 450 | m³/d
GRIMSBY-PYEWIPE STW | S01KINGPYEKA1 | Consent | Live | No | TECO-0152-2025 | Kingsway Fish Company Limited | Unit K1 Grimsby West Industrial Estate | Birchin Way | Grimsby | NE Lincolnshire |  | DN31 2SG | 04/09/2025 | Used water from i) processing trout and salmon with associated hygiene and ii) occasional vehicle washdown. | Kingsway Fish Company Limited | Unit 8 Laceby Business Park | Laceby | Grimsby | NE Lincolnshire |  | DN37 7DP | point prior to connecting with the public foul sewer | Elsenham Road, Grimsby | TA2583210380 | TA2587610369 | [54 empty] | 4000 | mg/l | [54 empty] | 0.15 | l/s | [36 empty] | 250 | mg/l | [10 empty] | 10 | pH | 6 | pH | [18 empty] | 1000 | mg/l | [16 empty] | 43 | °C | [8 empty] | 4 | m³/d
GRIMSBY-PYEWIPE STW | S01REBEPYEKA1 | Consent | Live | No | TECO-0227-2025 | Rebel Fish Limited | Units 5-9 | Grimsby Seafood Village | Wickham Road | Grimsby | NE Lincolnshire | DN31 3SX | 12/02/2026 | Used water from the filleting and cleaning of fish and associated hygiene activities. | Rebel Fish Limited | 23 Chantry Lane | Grimsby | NE Lincolnshire |  |  | DN31 2LP | the manhole in front of Unit 5 | Wickham Road, Grimsby Docks | TA2904210575 | TA2885610555 | [54 empty] | 3000 | mg/l | [54 empty] | 0.5 | l/s | [36 empty] | 250 | mg/l | [10 empty] | 10 | pH | 6 | pH | [18 empty] | 1000 | mg/l | [8 empty] | 1000 | mg/l | [6 empty] | 43 | °C | [8 empty] | 19 | m³/d
GRIMSBY-PYEWIPE STW | S01STMAPYEKA1 | Consent | Live | No | TECO-0068-2026 | Motor Fuel Group - St Martins Service Station | Scartho Road | Grimsby | NE Lincolnshire |  |  | DN33 2BG | 13/03/2026 | Used water, after passage via an interceptor, from the external washing of vehicles only. | Motor Fuel Limited | 10 Bricket Road | St Albans | Hertfordshire |  |  | AL1 3JX | a point on the premises prior to discharge into the public foul sewer | Scartho Road, Grimsby | TA2651507498 | TA2652907503 | [54 empty] | 2500 | mg/l | [54 empty] | 1.3 | l/s | [48 empty] | 11 | pH | 6 | pH | [18 empty] | 1000 | mg/l | [16 empty] | 43 | °C | [8 empty] | 10.5 | m³/d
GRIMSBY-PYEWIPE STW | S01TEM0252KA1 | Consent | Live | No | TECO-0050-2026 | Alexandra Wharf Development | Alexandra Dock | Fisherman's Wharf | Grimsby | NE Lincolnshire |  | DN31 1UT | 20/03/2026 | Groundwater and rainwater accumulations from works area including excavations, only to be discharged during the period from 23 March 2026 to 23 September 2026 inclusive. | Keepmoat Homes Limited | The Waterfront | Lakeside Boulevard | Doncaster |  |  | DN4 5PL | at a point prior to connecting with the public foul sewer | Fisherman's Wharf, Grimsby | TA2684209665 | TA2684009668 | [54 empty] | 100 | mg/l | [54 empty] | 5 | l/s | [48 empty] | 10 | pH | 6 | pH | [18 empty] | 60 | mg/l | [16 empty] | 43 | °C | [8 empty] | 72 | m³/d
HADLEIGH STW | S01HADBUILKA | Consent | Live | No | ACZ 300 | Buildbase - Hadleigh | Lady Lane Industrial Estate | Hadleigh | Suffolk |  |  | IP7 6BQ | 21/05/2015 | Used water, after passage via an interceptor, from the external washing of vehicles only. | Grafton Merchanting GB Limited | PO Box 1586, Gemini One, | John Smith Drive | Oxford Business Park South | Oxford |  | OX4 9JF | at a point after the interceptor, prior to entry to the public foul sewer | at Lady Lane | TM0332043575 | TM0132628424 | [54 empty] | 2500 | mg/l | [54 empty] | 1 | l/s | [48 empty] | 11 | pH | 6 | pH | [18 empty] | 1000 | mg/l | [16 empty] | 45 | °C | [8 empty] | 2 | m³/d
HADLEIGH STW | S01LADYLANKA1 | Direction | Live | No | ADS 194 | Lady Lane Garage | Lady Lane | Hadleigh | Suffolk |  |  | IP7 6AW | 01/06/2008 | Wastewater, after passage via an interceptor, from the external washing of vehicles. | Lady Lane Garage Limited | Lady Lane Garage | Lady Lane | Hadleigh | Suffolk |  | IP7 6AW | at a point free of domestic sewage and prior to discharge into the public foul sewer | at Lady Lane, Hadleigh | TM0354043310 | TM0361043380 | [54 empty] | 2000 | mg/l | [54 empty] | 1 | m³/hr | [36 empty] | 250 | mg/l | [10 empty] | 11 | pH | 6 | pH | [18 empty] | 1000 | mg/l | [8 empty] | 1000 | mg/l | [6 empty] | 45 | °C | [8 empty] | 5 | m³/d
HADLEIGH STW | S01HADUKAYKA1 | Consent | Live | No | ACS 192 | Ukay Fuels (Hadleigh) Limited | Crockatt Road | Hadleigh, Suffolk |  |  |  | IP7 6RD | 01/02/2008 | Wastewater, after having passed through a suitable and well maintained interceptor, from the external washing of vehicles. | Ukay Fuels (Hadleigh) Limited | 343 City Road | London |  |  |  | EC1V 1LR | at a point after the interceptor and prior to discharge into the public foul sewer | at Crockatt Road, Hadleigh | TM0350046610 | TM0349043590 | [54 empty] | 2000 | mg/l | [54 empty] | 2 | m³/hr | [36 empty] | 250 | mg/l | [10 empty] | 11 | pH | 6 | pH | [18 empty] | 1000 | mg/l | [8 empty] | 1000 | mg/l | [6 empty] | 45 | °C | [8 empty] | 2 | m³/d
HADLEIGH STW | S01HADJIMLKA1 | Direction | Live | No | TEDI-0104-2020 | Jim Lawrence Traditional Ironwork Limited | Unit A, Lady Lane Industrial Est. | Hadleigh | Suffolk |  |  | IP7 6BQ | 02/04/2021 | Rinsewaters only arising from the multi-metal powder coating pre-treatment plant. | Jim Lawrence Traditional Ironwork Limited | Scotland Hall Farm | Stoke by Nayland | Colchester, Essex |  |  | CO6 4QG | a point within the premises and prior to discharge into the public foul sewer | Lady Lane Industrial Est., Hadleigh | TM0354043460 | TM0352143414 | [54 empty] | 650 | mg/l | [54 empty] | 0.5 | l/s | [32 empty] | 3 | mg/l | [14 empty] | 11 | pH | 6 | pH | [18 empty] | 100 | mg/l | [16 empty] | 43 | °C | [8 empty] | 2 | m³/d
HADLEIGH STW | S01HADCELOKA1 | Direction | Live | No | TEDI-0135-2021 | Saint-Gobain Construction Products UK Ltd T/A Celotex | Lady Lane Industrial Estate | Hadleigh | Ipswich | Suffolk |  | IP7 6BA | 24/06/2021 | Used water arising from air compressor condensate. | Saint-Gobain Construction Products UK Ltd T/A Celotex | Saint-Gobain House | East Leake | Loughborough | Leicestershire |  | LE12 6JU | the sample tap from the compressors | manhole 1205 to the South of the factory | TM0310943445 | TM0316243277 | [54 empty] | 2000 | mg/l | [54 empty] | 0.1 | l/s | [48 empty] | 10 | pH | 6 | pH | [18 empty] | 1000 | mg/l | [16 empty] | 43 | °C | [8 empty] | 0.15 | m³/d
HADLEIGH STW | S01HADKEEJKA | Consent | Live | No | TECO-0069-2022 | Keejays Ltd | Crockatt Road | Lady Lane Industrial Estate | Hadleigh | Suffolk |  | IP7 6RD | 28/06/2022 | Used waters arising from the washing down of equipment and production areas used in the preparation of food products, after passage through a grease trap. | Keejays Ltd | Crockatt Road | Lady Lane Industrial Estate | Hadleigh | Suffolk |  | IP7 6RD | a point after the grease trap and prior to the main public foul sewer | Crockatt Road, Hadleigh | TM0342443627 | TM0341743616 | [54 empty] | 25000 | mg/l | [54 empty] | 1 | l/s | [36 empty] | 250 | mg/l | [10 empty] | 10 | pH | 6 | pH | [18 empty] | 5000 | mg/l | [8 empty] | 1000 | mg/l | [6 empty] | 43 | °C | [8 empty] | 6 | m³/d
HADLEIGH STW | S01HADPJD7KA1 | Direction | Live | No | TEDI-0135-2023 | Jarvis Cosmetic Developments Limited | 7/9 Hadleigh Business Park | Pond Hall Road, Hadleigh | Suffolk |  |  | IP7 5PW | 02/10/2023 | Used water arising from the reverse osmosis process and boiler blowdown. | Jarvis Cosmetic Developments Limited | 7/9 Hadleigh Business Park | Pond Hall Road, Hadleigh | Suffolk |  |  | IP7 5PW | a point within the premises and prior to discharge to sewer | Pond Hall Road, Hadleigh, Suffolk | TM0476141899 | TM0481341929 | [54 empty] | 2000 | mg/l | [54 empty] | 1 | l/s | [48 empty] | 12.5 | pH | 6 | pH | [18 empty] | 1000 | mg/l | [16 empty] | 43 | °C | [8 empty] | 6 | m³/d
HADLEIGH STW | S01HADPJD8KA1 | Direction | Live | No | TEDI-0137-2023 | Jarvis Cosmetic Developments Limited | 7/9 Hadleigh Business Park | Pond Hall Road, Hadleigh | Suffolk |  |  | IP7 5PW | 02/10/2023 | Used water arising from the cleaning and rinsing of the mixers and the rinse-waters from the washroom (barrels and pumps). | Jarvis Cosmetic Developments Limited | 7/9 Hadleigh Business Park | Pond Hall Road, Hadleigh | Suffolk |  |  | IP7 5PW | a point within the premises and prior to discharge to sewer | Pond Hall Road, Hadleigh, Suffolk | TM0477541899 | TM0481341929 | [54 empty] | 5000 | mg/l | [54 empty] | 1 | l/s | [48 empty] | 10 | pH | 6 | pH | [18 empty] | 500 | mg/l | [16 empty] | 43 | °C | [8 empty] | 3 | m³/d
HADLEIGH STW | S01HADPJD8KA2 | Direction | Live | No | TEDI-0139-2023 | Jarvis Cosmetic Developments Limited | 7/9 Hadleigh Business Park | Pond Hall Road, Hadleigh | Suffolk |  |  | IP7 5PW | 02/10/2023 | Used waters from water softeners and cooling water. | Jarvis Cosmetic Developments Limited | 7/9 Hadleigh Business Park | Pond Hall Road, Hadleigh | Suffolk |  |  | IP7 5PW | a point within the premises and prior to discharge to sewer | Pond Hall Road, Hadleigh, Suffolk | TM0477041900 | TM0480041920 | [54 empty] | 2000 | mg/l | [54 empty] | 1 | l/s | [48 empty] | 10 | pH | 6 | pH | [18 empty] | 1000 | mg/l | [16 empty] | 43 | °C | [8 empty] | 3 | m³/d
HADLEIGH STW | S01HADPJD9KA1 | Direction | Live | No | TEDI-0140-2023 | Jarvis Cosmetic Developments Limited | 7/9 Hadleigh Business Park | Pond Hall Road, Hadleigh | Suffolk |  |  | IP7 5PW | 02/10/2023 | Used waters arising from the quality control and formulation laboratory. | Jarvis Cosmetic Developments Limited | 7/9 Hadleigh Business Park | Pond Hall Road, Hadleigh | Suffolk |  |  | IP7 5PW | a point within the premises and prior to discharge to sewer | Pond Hall Road, Hadleigh, Suffolk | TM0478441931 | TM0481341929 | [54 empty] | 1500 | mg/l | [54 empty] | 1 | l/s | [48 empty] | 10 | pH | 6 | pH | [18 empty] | 250 | mg/l | [16 empty] | 43 | °C | [8 empty] | 0.5 | m³/d
HADLEIGH STW | S01HADINFPKA1 | Consent | Live | No | TECO-0205-2023 | Inform Products Ltd | 34 Lady Lane Industrial Estate | Hadleigh | Suffolk |  |  | IP7 6BQ | 01/08/2023 | Used waters from the preparation and rinsing of screens used in the manufacture of labels and nameplates. | Inform Products Ltd | 34 Lady Lane Industrial Estate | Hadleigh | Suffolk |  |  | IP7 6BQ | a point on the premises after washing screens and before entry into the public foul sewer | Lady Lane | TM0336643180 | TM0340443211 | [54 empty] | 25000 | mg/l | [16 empty] | 2 | mg/l | [36 empty] | 1 | l/s | [48 empty] | 10 | pH | 6 | pH | [18 empty] | 1000 | mg/l | [16 empty] | 43 | °C | [8 empty] | 1 | m³/d | [14 empty] | 2 | mg/l
HADLEIGH STW | S01HADSWIMKA1 | Consent | Live | No | TECO-0005-2025 | Hadleigh Pool and Leisure | Stonehouse Road | Hadleigh | Suffolk |  |  | IP7 5BH | 16/01/2025 | Used water from the filter backwashing process and periodic drain-down of swimming pool contents. | Abbeycroft Leisure | Haverhill Leisure Centre | Ehringshausen Way | Haverhill, Suffolk |  |  | CB9 0ER | the backwash holding tank | Stonehouse Road, Hadleigh | TM0300742599 | TM0307942620 | [54 empty] | 1000 | mg/l | [10 empty] | 5 | mg/l | [42 empty] | 5 | l/s | [48 empty] | 10 | pH | 6 | pH | [18 empty] | 1000 | mg/l | [16 empty] | 43 | °C | [8 empty] | 7 | m³/d
HADLEIGH STW | S01HADSMTLKA1 | Direction | Live | No | TEDI-0086-2025 | Stuart Morris Textiles Limited | Hilltop Print Studios | Crockatt Road | Lady Lane Industrial Estate | Hadleigh, Suffolk |  | IP7 6RD | 21/08/2025 | Used water arising from the preparation and rinsing of screens used for printing. | Stuart Morris Textiles Limited | Crockatt Road | Lady Lane Industrial Estate | Hadleigh, Suffolk |  |  | IP7 6RD | the final section of the screenwashing settlement tank | Crockatt Road, Hadleigh | TM0343043560 | TM0344043600 | [54 empty] | 10000 | mg/l | [54 empty] | 1 | l/s | [48 empty] | 10 | pH | 6 | pH | [18 empty] | 1500 | mg/l | [16 empty] | 43 | °C | [8 empty] | 2 | m³/d | [14 empty] | 5 | mg/l
HADLEIGH STW | S01HADJIMLKA3 | Direction | Live | No | TEDI-0121-2025 | Jim Lawrence Traditional Ironwork Limited | The Ironworks | Unit 1 & 2, Lady Lane Industrial Estate | Hadleigh, Suffolk |  |  | IP7 6BQ | 14/01/2026 | Rinse water only from a brass antiquing process after treatment including pH correction and settlement. | Jim Lawrence Traditional Ironwork Limited | The Ironworks | Unit 1 & 2, Lady Lane Industrial Estate | Hadleigh, Suffolk |  |  | IP7 6BQ | a point after settlement and prior to discharge into the public foul sewer | Lady Lane Industrial Estate, Hadleigh | TM0354943498 | TM0352143414 | [54 empty] | 1000 | mg/l | [16 empty] | 3 | mg/l | [36 empty] | 2.4 | l/s | [48 empty] | 10 | pH | 6 | pH | [18 empty] | 100 | mg/l | [16 empty] | 43 | °C | [8 empty] | 2 | m³/d | [14 empty] | 2 | mg/l
HADLEIGH STW | S01HADPGLSKA1 | Direction | Live | No | TEDI-0177-2025 | P G Laundry Services Ltd | Unit 12 Lady Lane Industrial Estate | Hadleigh | Suffolk |  |  | IP7 6BQ | 03/02/2026 | Used water from commercial and domestic laundry processes. | P G Laundry Services Ltd | 9 Byford Court | Crockatt Road | Hadleigh | Suffolk |  | IP7 6RD | the manhole in the driveway outside the office | manhole 3301 in road outside premises | TM0329043346 | TM0331143322 | [54 empty] | 4000 | mg/l | [54 empty] | 1 | l/s | [48 empty] | 11 | pH | 6 | pH | [18 empty] | 1000 | mg/l | [16 empty] | 43 | °C | [8 empty] | 10 | m³/d
HALESWORTH STW | S01HAMMONDKA4 | Consent | Live | No | ACU 92 | Hammonds of Halesworth Limited | Norwich Road | Halesworth | Suffolk |  |  | IP19 8BU | 24/08/2009 | Wastewater from the external washing of vehicles only, having passed through a well maintained interceptor. | Hammonds of Halesworth Limited | Norwich Road | Halesworth | Suffolk |  |  | IP19 8HX | at a point after the interceptor, prior to discharging to the public foul sewer | at Norwich Road, Halesworth | TM3911078630 | TM3914078560 | [54 empty] | 2000 | mg/l | [54 empty] | 1 | l/s | [36 empty] | 250 | mg/l | [10 empty] | 11 | pH | 6 | pH | [18 empty] | 1000 | mg/l | [8 empty] | 1000 | mg/l | [6 empty] | 45 | °C | [8 empty] | 4 | m³/d
HALESWORTH STW | S01HAMMONDKA3 | Consent | Live | No | ACU 91 | Hammonds Nissan | Norwich Road | Halesworth | Suffolk |  |  | IP19 8HX | 24/08/2009 | Wastewater from the external washing of vehicles only, having passed through a well maintained interceptor. | AW & D Hammond Limited | Norwich Road | Halesworth | Suffolk |  |  | IP19 8BU | at a point after the interceptor, via the public foul sewer | at Norwich Road, Halesworth | TM3913078400 | TM3909078420 | [54 empty] | 2000 | mg/l | [54 empty] | 1 | l/s | [36 empty] | 250 | mg/l | [10 empty] | 11 | pH | 6 | pH | [18 empty] | 1000 | mg/l | [8 empty] | 1000 | mg/l | [6 empty] | 45 | °C | [8 empty] | 4 | m³/d
HALESWORTH STW | S01HALEAGLKA1 | Consent | Live | No | ACU 135 | Eagle Veterinary Group | Halesworth Veterinary Clinic | Norwich Road | Halesworth | Suffolk |  | IP19 8HY | 28/10/2009 | Wastewaters arising from a veterinary clinic washing machine | Gerard Mary Roche | t/a Eagle Veterinary Group | Halesworth Veterinary Clinic | Norwich Road | Halesworth | Suffolk | IP19 8HY | at a point within the premises prior to discharging to the public foul sewer | at Norwich Road, Halesworth | TM3905078380 | TM3905078320 | [54 empty] | 2000 | mg/l | [54 empty] | 1 | l/s | [36 empty] | 250 | mg/l | [10 empty] | 10 | pH | 6 | pH | [18 empty] | 1000 | mg/l | [8 empty] | 1000 | mg/l | [6 empty] | 45 | °C | [8 empty] | 0.5 | m³/d
HALESWORTH STW | S01HAMMONDKA2 | Consent | Live | No | ACU 93 | A W & D Hammond Limited | Norwich Road | Halesworth | Suffolk |  |  | IP19 8BU | 24/08/2009 | Wastewater from the external washing of vehicles only, having passed through a well maintainted interceptor. | A W & D Hammond Limited | Norwich Road | Halesworth | Suffolk |  |  | IP19 8BU | at a point after the interceptor, via the public foul sewer | at Station Road, Halesworth | TM3876077870 | TM3883077850 | [54 empty] | 2000 | mg/l | [54 empty] | 1 | l/s | [36 empty] | 250 | mg/l | [10 empty] | 11 | pH | 6 | pH | [18 empty] | 1000 | mg/l | [8 empty] | 1000 | mg/l | [6 empty] | 45 | °C | [8 empty] | 4 | m³/d
HALESWORTH STW | S01HALRIDGKA1 | Consent | Live | No | ACU 76 | Ridgeons Limited | Broadway Drive | Halesworth | Suffolk |  |  | IP19 8QR | 24/07/2009 | Wastewater, after passage through an interceptor, from the external washing of vehicles only. | Ridgeons Limited | Nuffield Road | Trinity Hall Industrial Estate | Cambridge |  |  | CB4 1TS | at a point after the interceptor and prior to discharge into the public foul sewer | in Norwich Road, Halesworth (at manhole No. MH 1501) | TM3875078620 | TM3912078520 | [54 empty] | 2000 | mg/l | [54 empty] | 1 | l/s | [36 empty] | 250 | mg/l | [10 empty] | 11 | pH | 6 | pH | [18 empty] | 1000 | mg/l | [8 empty] | 1000 | mg/l | [6 empty] | 45 | °C | [8 empty] | 5 | m³/d
HALESWORTH STW | S01HALKERRKA1 | Consent | Live | No | ACV 01 | Kerridge (Halesworth) Limited | London Road Garage | Halesworth | Suffolk |  |  | IP19 8LR | 09/04/2010 | Wastewaters arising from external washing of vehicles | Kerridge (Halesworth) Limited | London Road Garage | Halesworth | Suffolk |  |  | IP19 8LR | at a point after the interceptor prior to discharging to the public foul sewer | at London Road, Halesworth | TM3844076890 | TM3846076880 | [54 empty] | 2000 | mg/l | [54 empty] | 1 | l/s | [36 empty] | 250 | mg/l | [10 empty] | 11 | pH | 6 | pH | [18 empty] | 1000 | mg/l | [8 empty] | 1000 | mg/l | [6 empty] | 45 | °C | [8 empty] | 5 | m³/d
HALESWORTH STW | S01RAINBOWKA0 | Direction | Live | No | ADS 83 | Halesworth Rainbow Filling Station | Saxons Way | Halesworth | Suffolk |  |  | IP19 8LU | 01/01/2008 | Wastewater, after passage via an interceptor, from the external washing of vehicles using a jetwash and automatic carwash. | Anglia Regional Cooperative Society Ltd | Park Road | Peterborough | Cambridgeshire |  |  | PE1 2TA | a point on the forecourt prior to entering the public foul sewer | at a point running parallel with Swan Lane | TM3865077150 | TM3874077200 | [54 empty] | 2000 | mg/l | [54 empty] | 2 | m³/hr | [36 empty] | 250 | mg/l | [10 empty] | 11 | pH | 6 | pH | [18 empty] | 1000 | mg/l | [8 empty] | 1000 | mg/l | [6 empty] | 45 | °C | [8 empty] | 10 | m³/d
HALESWORTH STW | S01DUCHESSKA0 | Direction | Live | No | ADU 17 | Duchess Launderettes (Halesworth) Limited | 6 Bridge Street | Halesworth | Suffolk |  |  | IP19 8AB | 01/08/2009 | Wastewaters generated from the laundering of domestic items only. | Duchess Launderettes (Halesworth) Limited | Bankside | 7 Harepark Close | Halesworth | Suffolk |  | IP19 8TT | at a point within the premises | at Bridge Street, Halesworth | TM3860077700 | TM3860077700 | [54 empty] | 2000 | mg/l | [54 empty] | 1 | m³/hr | [36 empty] | 100 | mg/l | [10 empty] | 11 | pH | 6 | pH | [18 empty] | 500 | mg/l | [8 empty] | 1000 | mg/l | [6 empty] | 45 | °C | [8 empty] | 10 | m³/d
HALESWORTH STW | S01HALHERRKA2 | Consent | Live | No | ACX 38 | Herrco Cosmetics Limited | 5-7 Broadway Drive | Halesworth | Suffolk |  |  | IP19 8QR | 20/06/2012 | Wastewater from water softener backwash and steam generator condensate. | Herrco Cosmetics Limited | 5-7 Broadway Drive | Halesworth | Suffolk |  |  | IP19 8QR | at a point on premises comprising only softener backwash and steam condensate | at Norwich Road, Halesworth | TM3899078550 | TM3914078560 | [54 empty] | 2000 | mg/l | [54 empty] | 1 | l/s | [36 empty] | 250 | mg/l | [10 empty] | 12.5 | pH | 6 | pH | [18 empty] | 1000 | mg/l | [8 empty] | 1000 | mg/l | [6 empty] | 45 | °C | [8 empty] | 1 | m³/d
HALESWORTH STW | S01HAMMONDKA5 | Consent | Live | No | ACU 94 | Hammonds Accident Repair Centre | Unit 6 Blyth Road | Halesworth | Suffolk |  |  | IP19 8EN | 24/08/2009 | Wastewater from the external washing of vehicles only, after passing through a well maintained interceptor. | A W & D Hammond Limited | Norwich Road | Halesworth | Suffolk |  |  | IP19 8BU | at a point after the interceptor, prior to discharging to the public foul sewer | at Blyth Road, Halesworth | TM3906076950 | TM3904076680 | [54 empty] | 2000 | mg/l | [54 empty] | 1 | l/s | [36 empty] | 250 | mg/l | [10 empty] | 11 | pH | 6 | pH | [18 empty] | 1000 | mg/l | [8 empty] | 1000 | mg/l | [6 empty] | 45 | °C | [8 empty] | 4 | m³/d
HALESWORTH STW | S01HAL2MAGKA1 | Consent | Live | No | TECO-0133-2022 | Two Magpies Bakery Ltd | Walpole Old Hall | The Clink | Walpole | Suffolk |  | IP19 9AU | 27/09/2022 | Used water from the washing of bakery utensils and vessels, and general sanitation activities. | Two Magpies Bakery Ltd | Fitzroy House | Crown Street | Ipswich | Suffolk |  | IP1 3LG | the MH chamber adjacent to the north edge of the premises, prior to the underground pit | Halesworth Road, Walpole | TM3671275024 | TM3704774899 | [54 empty] | 5000 | mg/l | [54 empty] | 1.1 | l/s | [36 empty] | 250 | mg/l | [10 empty] | 10 | pH | 6 | pH | [18 empty] | 2000 | mg/l | [16 empty] | 43 | °C | [8 empty] | 6 | m³/d
HALESWORTH STW | S01HALHERRKA1 | Direction | Live | No | TEDI-0182-2024 | Herrco Cosmetics Limited | 5-7 Broadway Drive | Halesworth | Suffolk |  |  | IP19 8QR | 17/03/2025 | Used water arising from the cleaning of equipment and utensils used in the manufacture of cosmetics. | Herrco Cosmetics Limited | 5 Broadway Drive | Halesworth | Suffolk |  |  | IP19 8QR | a channel in the boiler room prior to discharging to the public foul sewer | Norwich Road, Halesworth | TM3899078650 | TM3914078560 | [54 empty] | 2500 | mg/l | [54 empty] | 1 | l/s | [48 empty] | 10 | pH | 6 | pH | [18 empty] | 500 | mg/l | [16 empty] | 43 | °C | [8 empty] | 10 | m³/d
HALESWORTH STW | S01HALMILEKA1 | Direction | Live | No | TEDI-0044-2025 | Milestone Infrastructure Ltd - Highways Depot | Halesworth Highways Depot | Blyth Road Industrial Estate | Halesworth, Suffolk |  |  | IP19 8EN | 20/05/2025 | Used water arising from the external washing of vehicles (including gritting vehicles) after passage through a gully trap and catch pit, and following removal of excess salt away from the wash bay and including gully waste dewatering. | Milestone Infrastructure Ltd | Abel Smith House | Gunnels Wood Road | Stevenage, Hertfordshire |  |  | SG1 2ST | manhole F5FW downstream of the wash bay interceptor | Blyth Road, Halesworth | TM3900476853 | TM3897576785 | [54 empty] | 2500 | mg/l | [54 empty] | 0.5 | l/s | [48 empty] | 11 | pH | 6 | pH | [18 empty] | 1000 | mg/l | [16 empty] | 43 | °C | [8 empty] | 5 | m³/d
HALSTEAD STW | S01HALSCRHKA | Consent | Live | No | ACZ 226 | CRH Plant | 23-25 Second Avenue | Bluebridge Industrial Estate | Halstead | Essex |  | CO9 2SU | 19/02/2015 | Used water, after passage vian an interceptor, from the washing of construction plant equipment. | Cotswold Roller Hire Limited | Station Works | Weston Road | Bretforton | Evesham, Worcestershire |  | WR11 7QA | at a point following the interceptor, from the washing of construction plant equipment | at Second Avenue, Manhole 9102 | TL8296330226 | TL8290130173 | [54 empty] | 2500 | mg/l | [54 empty] | 0.2 | l/s | [48 empty] | 11 | pH | 6 | pH | [18 empty] | 1000 | mg/l | [8 empty] | 1000 | mg/l | [6 empty] | 45 | °C | [8 empty] | 8 | m³/d
HALSTEAD STW | S01JMOLONYKA | Direction | Live | No | ADV 461 | The Forge Veterinary Centre | 93b Head Street | Halstead | Essex |  |  | CO9 2AZ | 01/07/2011 | Wastewaters arising from photographic/X-ray processing after silver recovery | Mr Nigel K Sproule | T/A The Forge Veterinary Centre | 93b Head Street | Halstead | Essex |  | CO9 2AZ | at a point prior to discharge into the public foul sewer | at Head Street, Halstead | TL8168030920 | TL8164030900 | [54 empty] | 25000 | mg/l | [54 empty] | 0.05 | m³/hr | [36 empty] | 100 | mg/l | [10 empty] | 10 | pH | 6 | pH | [14 empty] | 1 | mg/l |  |  | 500 | mg/l | [16 empty] | 45 | °C | [8 empty] | 0.05 | m³/d
HALSTEAD STW | S01ANGLHALKA | Direction | Live | No | ADV 206 | The Swiss Wash Launderette | 13 The Centre | High Street | Halstead | Essex |  | CO9 2AJ | 01/12/2010 | Wastewater arising from the washing of clothes and fabrics. | Mr Martin P Smith | The White Hart House | 107 The Causeway | Burwell | Cambridgeshire |  | CB25 0DU | at a point prior to discharge into the public foul sewer | at The Centre, Halstead | TL8145030590 | TL8146030600 | [54 empty] | 2000 | mg/l | [54 empty] | 2 | m³/hr | [36 empty] | 100 | mg/l | [10 empty] | 11 | pH | 6 | pH | [18 empty] | 500 | mg/l | [8 empty] | 1000 | mg/l | [6 empty] | 45 | °C | [8 empty] | 8 | m³/d
HALSTEAD STW | S01AREASONKA | Direction | Live | No | ADW 255 | Alan Reason Plant Hire | Unit 6 Second Avenue | Bluebridge Industrial Estate | Halstead | Essex |  | CO0 2SU | 01/04/2012 | Wastewaters, after passage through a 3 stage interceptor, from the washing of plant-hire vehicles | Construct Reason Limited | Beaver House | Northern Road | Sudbury | Suffolk |  | CO10 6XQ | at the point of discharge from the interceptor and before entry into the public foul sewer. | at Second Avenue, Blueridge Industrial Estate, Halstead | TL8270030090 | TL8269030090 | [54 empty] | 2500 | mg/l | [54 empty] | 1 | l/s | [36 empty] | 250 | mg/l | [10 empty] | 11 | pH | 6 | pH | [18 empty] | 1000 | mg/l | [8 empty] | 1000 | mg/l | [6 empty] | 45 | °C | [8 empty] | 0.5 | m³/d
HALSTEAD STW | S01WHEELBCKA | Consent | Live | No | ACR 197 | Wheelie Bin Clean | 15 Pear Tree Close | Halstead | Essex |  |  | CO9 2TN | 07/12/2006 | Screened wastewaters from the cleaning of domestic wheelie bins by a high pressure wash. | Mr S Underwood/Mr M Nash T/A Wheelie Bin Clean | 15 Pear Tree Close | Halstead | Essex |  |  | CO9 2TN | at a point prior to discharge into the public foul sewer | at Coggeshall Way, Halstead | TL8232030960 | TL8232030960 | [54 empty] | 2000 | mg/l | [54 empty] | 1 | m³/hr | [36 empty] | 100 | mg/l | [10 empty] | 11 | pH | 6 | pH | [18 empty] | 500 | mg/l | [8 empty] | 1000 | mg/l | [6 empty] | 45 | °C | [8 empty] | 0.25 | m³/d
HALSTEAD STW | S01HALCENTKA | Direction | Live | No | ADZ 829 | Central Piling Ltd | Rawden Enterprise Park | Sixth Avenue | Bluebridge Industrial Estate | Halstead |  | CO9 2FL | 01/12/2016 | Used water, after passage via a settlement pit and an interceptor, from the washing of plant and tools. | Central Piling Limited | Rawden Enterprise Park | Sixth Avenue | Bluebridge Industrial Estate, Halstead |  |  | CO9 2FL | at at point after the interceptor, prior to entry to the public foul sewer | at Third Avenue | TL8278730454 | TL8258430392 | [54 empty] | 2500 | mg/l | [54 empty] | 0.2 | l/s | [48 empty] | 10 | pH | 6 | pH | [18 empty] | 1000 | mg/l | [16 empty] | 45 | °C | [8 empty] | 2 | m³/d
HALSTEAD STW | S01LEVERTNKA | Direction | Live | No | ADW 62 | Finning (UK) Ltd | 19 Fourth Avenue | Bluebridge Industrial Estate | Halstead | Essex |  | CO9 2SY | 01/09/2011 | Wastewater generated from the jet washing of earth moving equipment, after passage through sedimentation tanks & an interceptor. | Finning (UK) Limited | Watling Street | Bridgtown | Cannock | Staffordshire |  | WS11 8LL | at a point of discharge to the public foul sewer. | at Fourth Avenue, Halstead | TL8288030260 | TL8286030260 | [54 empty] | 2500 | mg/l | [54 empty] | 1 | l/s | [36 empty] | 250 | mg/l | [10 empty] | 11 | pH | 6 | pH | [18 empty] | 1000 | mg/l | [8 empty] | 1000 | mg/l | [6 empty] | 45 | °C | [8 empty] | 2 | m³/d
HALSTEAD STW | S01HALSTANKA | Direction | Live | No | TEDI-0002-2020 | Halstead Plating Services Limited | Unit 48 Broton Industrial Estate | Broton Drive | Halstead, Essex |  |  | CO9 1HB | 10/03/2020 | Treated rinsewaters only from the following processes: 1 - alkali zinc electroplating 2 - aluminium anodising. | Halstead Plating Services Limited | Unit 48 Broton Industrial Estate | Broton Drive | Halstead, Essex |  |  | CO9 1HB | a point after the effluent pre-treatment unit and prior to discharge into the public foul sewer | Broton Drive, Halstead | TL8114030770 | TL8113030750 | [54 empty] | 200 | mg/l | [12 empty] | 1.5 | mg/l | [40 empty] | 0.5 | l/s | [48 empty] | 10 | pH | 6 | pH | [18 empty] | 100 | mg/l | [16 empty] | 45 | °C | [8 empty] | 5 | m³/d | [14 empty] | 3.5 | mg/l
HALSTEAD STW | S01HALSADPKA1 | Consent | Live | No | TECO-0146-2020 | Biogen (UK) Limited | Halstead AD Facility | 6th Avenue | Bluebridge Industrial Estate | Halstead | Essex | CO9 2SZ | 17/12/2020 | Contaminated rainwater from the bunded operational area of an anaerobic digestion facility. | Biogen (UK) Limited | Milton Parc | Milton Ernest | Bedfordshire |  |  | MK44 1YU | a point after the pump and prior to entering the foul sewer | Third Avenue | TL8290430488 | TL8258330393 | [24 empty] | 20 | mg/l | [28 empty] | 500 | mg/l | [54 empty] | 2 | l/s | [48 empty] | 10 | pH | 6 | pH | [18 empty] | 250 | mg/l | [16 empty] | 43 | °C | [8 empty] | 35 | m³/d
HALSTEAD STW | S01CASTLEBKA | Direction | Live | No | TEDI-0203-2021 | Peacock Foods Limited | 5 First Avenue | Bluebridge Industrial Estate | Halstead |  |  | CO9 2EX | 07/02/2022 | Used water arising from the washing of general bakery equipment. | Peacock Foods Limited | 5 First Avenue | Bluebridge Industrial Estate | Halstead | Essex |  | CO9 2EX | a point after washing and prior to discharge to the public foul sewer | First Avenue, Bluebridge Industrial Estate, Halstead | TL8270930060 | TL8269730047 | [54 empty] | 20000 | mg/l | [54 empty] | 0.2 | l/s | [36 empty] | 250 | mg/l | [10 empty] | 10 | pH | 6 | pH | [18 empty] | 2000 | mg/l | [16 empty] | 43 | °C | [8 empty] | 1 | m³/d
HALSTEAD STW | S01HALPREMKA1 | Direction | Live | No | TEDI-0145-2023 | Premaberg Manufacturing Ltd | 9 First Avenue | Bluebridge Industrial Estate | Halstead | Essex |  | CO9 2EX | 02/10/2023 | Used water from jet washing aluminium and stainless steel fabrications and components. | Premaberg Manufacturing Ltd | Third Avenue | Bluebridge Industrial Estate | Halstead | Essex |  | CO9 2SX | a point after the jet wash bay and prior to entering the public foul sewer | First Avenue | TL8282930065 | TL8281830051 | [54 empty] | 2500 | mg/l | [54 empty] | 0.5 | l/s | [48 empty] | 10 | pH | 6 | pH | [18 empty] | 1000 | mg/l | [16 empty] | 43 | °C | [8 empty] | 3 | m³/d
HALSTEAD STW | S01BALFHALKA | Direction | Live | No | TEDI-0030-2025 | Ringway Jacobs Limited | Halstead Council Depot | Fenn Road | Halstead | Essex |  | CO9 2HG | 20/05/2025 | Used water arising from (i) the external washing of road vehicles, and (ii) contaminated surface water runoff. | Ringway Jacobs Limited | Albion House | Springfield Road | Horsham |  |  | RH12 2RW | a point after discharge from the interceptor and prior to discharging to the public foul sewer | the east of the premises and to the east of the River Colne | TL8242130473 | TL8245030470 | [54 empty] | 1000 | mg/l |  |  |  |  | 5000 | mg/l | [48 empty] | 0.5 | l/s | [36 empty] | 250 | mg/l | [10 empty] | 10 | pH | 6 | pH | [18 empty] | 500 | mg/l | [16 empty] | 43 | °C | [8 empty] | 10 | m³/d
HALSTEAD STW | S01HALWHARKA | Direction | Live | No | TEDI-0112-2025 | The White Hart Inn | 15 High Street | Halstead | Essex |  |  | CO9 2AA | 19/11/2025 | Used water from cleaning of brewing and distillation equipment, vessels & casks. | White Hart Halstead Limited | The White Hart Inn | 15 High Street | Halstead | Essex |  | CO9 2AA | a point after settlement, prior to discharge to the public foul sewer | the White Hart Inn, Halstead | TL8146730630 | TL9146130635 | [54 empty] | 10000 | mg/l | [54 empty] | 0.1 | l/s | [48 empty] | 10 | pH | 6 | pH | [18 empty] | 1500 | mg/l | [16 empty] | 43 | °C | [8 empty] | 0.5 | m³/d | [14 empty] | 5 | mg/l
HALSTEAD STW | S01HALMAYNKA1 | Consent | Live | No | TECO-0055-2025 | Maycast-Nokes Precision Engineering Limited | Factory Lane West | Halstead, Essex |  |  |  | CO9 1EX | 25/04/2025 | Rinse waters from dye penetrant inspection of castings. | Maycast-Nokes Precision Engineering Limited | Factory Lane West | Halstead, Essex |  |  |  | CO9 1EX | the outlet from the dye penetrant tank to the front of the workshop building | Factory Lane West | TL8139230283 | TL8139630289 | [54 empty] | 40000 | mg/l | [54 empty] | 0.5 | l/s | [48 empty] | 10 | pH | 6 | pH | [18 empty] | 500 | mg/l | [16 empty] | 43 | °C | [8 empty] | 0.5 | m³/d
HALSTEAD STW | S01HALENT1KA1 | Consent | Live | No | TECO-0153-2025 | Thorntons Limited t/a Eat Natural | Unit 2-4 Fourth Avenue | Bluebridge Industrial Estate | Halstead | Essex |  | CO9 2SY | 29/08/2025 | Used water from washing food production areas after removal of gross solids and treatment via a Dissolved Air Flotation (DAF) treatment plant. | Thorntons Limited | 889 Greenford Road | Greenford | Middlesex |  |  | UB6 0HE | the discharge from the DAF treatment plant | Third Avenue | TL8270730185 | TL8260930175 | [54 empty] | 20000 | mg/l | [54 empty] | 1.5 | l/s | [36 empty] | 250 | mg/l | [10 empty] | 10 | pH | 6 | pH | [8 empty] | 25 | mg/l | [8 empty] | 1500 | mg/l | [16 empty] | 43 | °C | [8 empty] | 20 | m³/d
HALSTEAD STW | S01HALENT2KA2 | Consent | Live | No | TECO-0154-2025 | Thorntons Limited t/a Eat Natural | 4 First Avenue | Bluebridge Industrial Estate | Halstead | Essex |  | CO9 2EX | 29/08/2025 | Used water from washing production areas after removal of gross solids and passage via a separator. | Thorntons Limited | 889 Greenford Road | Greenford | Middlesex |  |  | UB6 0HE | the sample point after the separation tank and prior to entering the public foul sewer | First Avenue | TL8259830027 | TL8260130045 | [54 empty] | 15000 | mg/l | [54 empty] | 1 | l/s | [36 empty] | 250 | mg/l | [10 empty] | 10 | pH | 6 | pH | [8 empty] | 25 | mg/l | [8 empty] | 2500 | mg/l | [16 empty] | 43 | °C | [8 empty] | 10 | m³/d | [14 empty] | 1.5 | mg/l
HALSTEAD STW | S01HALMAYNKA2 | Consent | Live | No | TECO-0069-2025 | Maycast-Nokes Precision Engineering Limited | Factory Lane West | Halstead, Essex |  |  |  | CO9 1EX | 25/04/2025 | Used water from high pressure water jetting to remove mouldings from casting aluminium. | Maycast-Nokes Precision Engineering Limited | Factory Lane West | Halstead, Essex |  |  |  | CO9 1EX | the internal drain following the water jet | Factory Lane West | TL8136230313 | TL8134930327 | [54 empty] | 2000 | mg/l | [54 empty] | 1 | l/s | [48 empty] | 10 | pH | 6 | pH | [18 empty] | 1000 | mg/l | [16 empty] | 43 | °C | [8 empty] | 2 | m³/d
HALSTEAD STW | S01HALENTHKA3 | Consent | Live | No | TECO-0155-2025 | Thorntons Limited t/a Eat Natural | Unit 3 Second Avenue | Bluebridge Industrial Estate | Halstead | Essex |  | CO9 2SU | 29/08/2025 | Used water from cleaning dry food processing areas after removal of gross solids. | Thorntons Limited | 889 Greenford Road | Greenford | Middlesex |  |  | UB6 0HE | a point after discharge from the production areas and prior to entering the public foul sewer | Second Avenue | TL8258530119 | TL8259330110 | [54 empty] | 10000 | mg/l | [54 empty] | 0.5 | l/s | [36 empty] | 250 | mg/l | [10 empty] | 10 | pH | 6 | pH | [18 empty] | 1500 | mg/l | [16 empty] | 43 | °C | [8 empty] | 3 | m³/d
HARGRAVE 2 STW | S01FARRINGKA | Direction | Live | No | TEDI-0086-2019 | Farrington Oils Limited | Bottom Farm | Hargrave | Wellingborough | Northamptonshire |  | NN9 6BP | 15/11/2020 | Used water consisting of wash down water containing degreasing agents produced during the preparation and bottling of rape seed oil and dressings | Farrington Oils Limited | Bottom Farm | Hargrave | Wellingborough | Northamptonshire |  | NN9 6BP | a point prior to discharging to the public foul sewer | Brook Street, Hargrave | TL0321071350 | TL0326071410 | [54 empty] | 10000 | mg/l | [54 empty] | 1 | l/s | [36 empty] | 250 | mg/l | [10 empty] | 10 | pH | 6 | pH | [18 empty] | 1000 | mg/l | [16 empty] | 43 | °C | [8 empty] | 0.5 | m³/d
HARLESTON STW | S01KNIGHTSKA0 | Direction | Live | No | ADU 104 | Lawrences Garages (London) Limited | 50 London Road | Harleston | Norfolk |  |  | IP20 9BP | 01/08/2009 | Wastewaters from the external washing of vehicles only. | Lawrences Garages (London) Limited | Meadow Barn | Drury Square | Beeston, Kings Lynn | Norfolk |  | PE32 2NA | at a point after the interceptor and prior to discharging to the public foul sewer | at London Road, Harleston | TM2480083000 | TM2480083000 | [54 empty] | 2000 | mg/l | [54 empty] | 1 | m³/hr | [36 empty] | 250 | mg/l | [10 empty] | 11 | pH | 6 | pH | [18 empty] | 1000 | mg/l | [8 empty] | 1000 | mg/l | [6 empty] | 45 | °C | [8 empty] | 15 | m³/d
HARLESTON STW | S01HIRELXXKA0 | Direction | Live | No | TEDI-0113-2022 | Hi-Rel Lids Limited | 28 Fuller Road | Harleston | Norfolk |  |  | IP20 9EA | 01/05/2022 | Treated rinse waters only from the chemical milling of cobalt/nickel/iron alloys and the electroplating of nickel and gold. | Hi-Rel Lids Limited | Blenheim House | Newmarket Road | Bury St Edmunds | Suffolk |  | IP33 3SB | the V-notch weir in the effluent treatment plant at the rear of the premises | the rear of the premises, MH 8806, Fuller Road, Harleston | TM2486782842 | TM2489982842 | [54 empty] | 300 | mg/l | [22 empty] | 0.66 | mg/l | [30 empty] | 3 | l/s | [32 empty] | 0.33 | mg/l | [14 empty] | 10 | pH | 6 | pH | [18 empty] | 100 | mg/l | [8 empty] | 1000 | mg/l | [6 empty] | 43 | °C | [8 empty] | 90 | m³/d
HARLESTON STW | S01HARLPHIKA0 | Direction | Live | No | TEDI-0238-2023 | Finn Pathologists | Units 3C & 3D | Mayflower Way | Harleston | Norfolk |  | IP20 9EB | 14/02/2024 | Used water consisting of blood analyser rinse water and glassware cleaning. | Precision Histology International Limited T/A Finn Pathologists | The School House | One Eyed Lane | Weybread | Diss, Norfolk |  | IP21 5TT | a point on the premises, prior to discharging to the public foul sewer | Mayflower Way, Harleston | TM2496782813 | TM2494582825 | [54 empty] | 1500 | mg/l | [54 empty] | 0.05 | l/s | [48 empty] | 10 | pH | 6 | pH | [18 empty] | 500 | mg/l | [16 empty] | 43 | °C | [8 empty] | 0.2 | m³/d
HARLESTON STW | S01OAKVETSKA1 | Consent | Live | No | TECO-0197-2025 | Oakwood Veterinary Group | Oakwood House | 20 Fuller Road | Harleston | Norfolk |  | IP20 9EA | 15/10/2025 | Used waters from the cleaning of animal beds and theatre room clean down. | VetPartners Practices Limited T/A Oakwood Veterinary Group | Spitfire House | Aviator Court | York |  |  | YO30 4UZ | the manhole located on the walkway to the left of the main building | manhole 9803, Fuller road Harleston | TM2494882848 | TM2496082830 | [54 empty] | 4000 | mg/l | [54 empty] | 0.2 | l/s | [48 empty] | 10 | pH | 6 | pH | [18 empty] | 2000 | mg/l | [16 empty] | 43 | °C | [8 empty] | 0.5 | m³/d
HARWICH AND DOVERCOURT STW | S01HINTPRTKA | Direction | Live | No | ADW 189 | Harwich International Port Limited | Parkeston | Harwich | Essex |  |  | CO12 4SR | 01/01/2012 | Wastewaters arising from the external jet washing of road vehicles, after passage through a 3 stage interceptor. | Harwich International Port Limited | Tomline House | The Dock | Felixstowe | Suffolk |  | IP11 3SY | at a point after discharging from the interceptor and prior to discharging into the public foul sewer | at Coller Road, Parkeston | TM2325032400 | TM2353032390 | [54 empty] | 2500 | mg/l | [54 empty] | 1 | l/s | [36 empty] | 250 | mg/l | [10 empty] | 11 | pH | 6 | pH | [18 empty] | 1000 | mg/l | [8 empty] | 1000 | mg/l | [6 empty] | 45 | °C | [8 empty] | 3 | m³/d
HARWICH AND DOVERCOURT STW | S01HARWCARKA | Direction | Live | No | ADZ 310 | Car Wash | Flying Trade Group PLC premises | 4 Harwich Industrial Estate | Europa Way, Harwich |  |  | CO12 4PT | 01/06/2015 | Used water, after passage via an interceptor from the external washing of vehicles only. | Mr Festim Muhardi - T/A Car Wash | Flat 13 | Bertha House | Ilford | Essex |  | IG1 1TZ | at a point after the interceptor, prior to entry to the public foul sewer | adjacent to Europa Way, Harwich | TM2393531900 | TM2393431918 | [54 empty] | 2500 | mg/l | [54 empty] | 2 | l/s | [48 empty] | 11 | pH | 6 | pH | [18 empty] | 1000 | mg/l | [8 empty] | 1000 | mg/l | [6 empty] | 45 | °C | [8 empty] | 3 | m³/d
HARWICH AND DOVERCOURT STW | S01DOVPOOLKA | Direction | Live | No | ADV 384 | Dovercourt Swimming Pool | Wick Lane | Dovercourt | Essex |  |  | CO12 3TA | 01/05/2011 | Wastewaters arising from the backwashing of swimming pool filters, and from the occasional draining of the pool. | Tendering District Council | Town Hall | PO Box 1 | Clacton-on-Sea | Essex |  | CO15 1SE | at a point of discharge from the pools plant room, prior to discharge to the public foul sewer | at Wick Lane, Dovercourt | TM2497030430 | TM2479030530 | [54 empty] | 1000 | mg/l | [10 empty] | 5 | mg/l | [42 empty] | 10 | m³/hr | [36 empty] | 250 | mg/l | [10 empty] | 10 | pH | 6 | pH | [18 empty] | 1000 | mg/l | [8 empty] | 1000 | mg/l | [6 empty] | 45 | °C | [8 empty] | 8 | m³/d
HARWICH AND DOVERCOURT STW | S01KINGWAYKA | Direction | Live | No | ADT 206 | Kingsway Launderette | 50 Kingsway | Dovercourt | Essex |  |  | CO12 3JR | 01/12/2008 | Wastewaters generated during the laundering of domestic clothing | Mrs Fiona Cross | 50 Kingsway | Dovercourt | Essex |  |  | CO12 3JR | At a point at the rear of the property prior to discharging to the public foul sewer | Hordle Street, Dovercourt | TM2561031530 | TM2560031520 | [54 empty] | 1000 | mg/l | [54 empty] | 0.5 | m³/hr | [36 empty] | 100 | mg/l | [10 empty] | 11 | pH | 6 | pH | [18 empty] | 500 | mg/l | [8 empty] | 1000 | mg/l | [6 empty] | 45 | °C | [8 empty] | 5 | m³/d
HARWICH AND DOVERCOURT STW | S01HARTGCSKA1 | Consent | Live | No | TECO-0319-2023 | T G Convenience Stores Limited | Vines Service Station | 394 Main Road | Harwich | Essex |  | CO12 4DN | 27/12/2023 | Used waters arising from an automatic vehicle wash, after passage through a 3-stage interceptor, from the external washing of vehicles only. | T G Convenience Stores Limited | 3c Twyford Court | High Street | Dunmow | Essex |  | CM6 1AE | the inspection chamber after the interceptor downstream of the automatic vehicle wash | Main Road, Harwich | TM2471431345 | TM2472231324 | [54 empty] | 2500 | mg/l | [54 empty] | 0.5 | l/s | [48 empty] | 11 | pH | 6 | pH | [18 empty] | 1000 | mg/l | [16 empty] | 43 | °C | [8 empty] | 6 | m³/d
HARWICH AND DOVERCOURT STW | S01NORSYSTKA | Direction | Live | No | TEDI-0215-2023 | Sato UK Limited | Valley Road | Harwich | Essex |  |  | CO12 4RR | 22/01/2024 | Dilute solution of water based ink from printer wash-down and wash and rinse waters from photographic processes. | Sato UK Limited | Valley Road | Harwich | Essex |  |  | CO12 4RR | a point after discharge from the production area and before entry into the public foul sewer | Valley Road, Ramsey, Harwich | TM2261030640 | TM2274730732 | [54 empty] | 2000 | mg/l | [16 empty] | 2 | mg/l | [36 empty] | 1 | l/s | [48 empty] | 10 | pH | 6 | pH | [18 empty] | 500 | mg/l | [16 empty] | 43 | °C | [8 empty] | 2 | m³/d
HARWICH AND DOVERCOURT STW | S01HARWPFSKA1 | Consent | Live | No | TECO-0260-2024 | Motor Fuel Limited | Freshfields Road | Parkeston | Harwich | Essex |  | CO12 4EN | 22/01/2025 | Used water, after passage via an interceptor, from the external washing of vehicles only. | Motor Fuel Limited | 10 Bricket Road | St Albans | Hertfordshire |  |  | AL1 3JX | manhole to north of carwash | adjacent to roundabout | TM2420431977 | TM2415032000 | [54 empty] | 2500 | mg/l | [54 empty] | 1 | l/s | [48 empty] | 11 | pH | 6 | pH | [18 empty] | 1000 | mg/l | [16 empty] | 43 | °C | [8 empty] | 7 | m³/d
HARWICH AND DOVERCOURT STW | S01HARWSURKA1 | Consent | Live | No | TECO-0230-2024 | Surya Foods | Europa House, 4 Europa Way | Harwich | Essex |  |  | CO12 4PT | 16/12/2024 | Used water from the production of fried snack foods, after screening of gross solids and passage through a suitably sized and maintained grease trap. | Flying Trade Ltd T/A Surya Foods | Europa House, 4 Europa Way | Harwich | Essex |  |  | CO12 4PT | the manhole following the grease trap, prior to entering the public foul sewer | Europa Way, manhole 9902 | TM2391231944 | TM2393431918 | [54 empty] | 8000 | mg/l | [54 empty] | 1 | l/s | [36 empty] | 250 | mg/l | [10 empty] | 10 | pH | 6 | pH | [18 empty] | 2500 | mg/l | [16 empty] | 43 | °C | [8 empty] | 8 | m³/d
HASLINGFIELD-STW | S0170PROMEKA1 | Consent | Live | No | TECO-0037-2021 | Astrea UK Services Limited | Unit 1 | Horizon Park | Barton Road | Comberton | Cambridge | CB23 7AJ | 09/02/2021 | Used waters arising from a bio-technology laboratory. | Astrea UK Services Limited | Unit 1 | Horizon Park | Barton Road | Comberton | Cambridge | CB23 7AJ | the inspection chamber in the grass to the left of the building entrance | Barton Road, Comberton, Cambridge | TL3946056220 | TL3948056260 | [54 empty] | 2000 | mg/l | [54 empty] | 0.2 | l/s | [48 empty] | 10 | pH | 6 | pH | [18 empty] | 800 | mg/l | [16 empty] | 43 | °C | [8 empty] | 6 | m³/d
HASLINGFIELD-STW | S0170HARSMKA | Direction | Live | No | TEDI-0119-2023 | Porsche Cambridge | High Street | Harston | Cambridge |  |  | CB22 7QD | 06/09/2023 | Used water from external washing of vehicles, to include pre-delivery de-waxing. | Jardine Specialist Cars Limited | c/o Porsche Centre Colchester | Auto Way, Ipswich Road | Colchester | Essex |  | CO4 9HA | the inspection chamber after the interceptor | High Street, Harston | TL4301151479 | TL4296651441 | [54 empty] | 2500 | mg/l | [54 empty] | 0.3 | l/s | [48 empty] | 11 | pH | 6 | pH | [18 empty] | 1000 | mg/l | [16 empty] | 43 | °C | [8 empty] | 5 | m³/d
HAUGHLEY-OLD ST STW | S01DIAPERXKA1 | Direction | Live | No | TEDI-0099-2023 | Diaper Poultry Limited | One Acre Haughley New Street | Haughley | Stowmarket | Suffolk |  | IP14 3JN | 08/08/2023 | Used water after treatment arising from de-feathered, screened poultry processing waste. | Diaper Poultry Limited | Haughley New Street | Haughley | Stowmarket | Suffolk |  | IP14 3JN | the sample tap after DAF treatment prior to discharging to the public foul sewer | The Close, New Street, Haughley | TM0119961964 | TM0119361967 | [54 empty] | 1500 | mg/l | [54 empty] | 3 | l/s | [36 empty] | 250 | mg/l | [10 empty] | 10 | pH | 6 | pH | [18 empty] | 1000 | mg/l | [16 empty] | 43 | °C | [8 empty] | 100 | m³/d
HAVERHILL STW | S01HAVCULIKA2 | Consent | Live | No | ACZ 76 | Culina Logistics Ltd | Iceni Way | Haverhill Business Park | Havehill | Suffolk |  | CB9 7FD | 08/07/2014 | Used water in automatic vehicle wash bay for lorry washing, this may including washing of inside of trailers. | Culina Logistics Limited | Shrewsbury Road | Market Drayton | Shropshire |  |  | TF9 3SQ | at inspection chamber after interceptor at vehicle wash bay | at Iceni Way, Haverhill | TL6807644277 | TL6794444216 | [54 empty] | 2500 | mg/l | [54 empty] | 3 | l/s | [36 empty] | 250 | mg/l | [10 empty] | 11 | pH | 6 | pH | [18 empty] | 1000 | mg/l | [8 empty] | 1000 | mg/l | [6 empty] | 45 | °C | [8 empty] | 20 | m³/d
HAVERHILL STW | S01HAVCULIKA1 | Consent | Live | No | ACZ 75 | Culina Logistics Ltd | Iceni Way | Haverhill Business Park | Haverhill | Suffolk |  | CB9 7FD | 08/07/2014 | Bleed down water used in evaporative condensing cooling equipment. | Culina Logistics Limited | Shrewsbury Road | Market Drayton | Shropshire |  |  | TF9 3SQ | at outflow of cooling tower | at Iceni Way, Haverhill | TL6797544134 | TL6794444216 | [54 empty] | 2000 | mg/l | [54 empty] | 0.36 | l/s | [36 empty] | 250 | mg/l | [10 empty] | 12.5 | pH | 6 | pH | [18 empty] | 1000 | mg/l | [8 empty] | 1000 | mg/l | [6 empty] | 45 | °C | [8 empty] | 31 | m³/d
HAVERHILL STW | S01HAVLEISKA | Direction | Live | No | ADV 75 | Haverhill Leisure Centre | Ehringshausen Way | Haverhill | Suffolk |  |  | CB9 0ER | 01/10/2010 | Wastewaters arising from swimming pool filter backwash operations | Abbeycroft Leisure | Haverhill Leisure Centre | Ehringshausen Way | Haverhill | Suffolk |  | CB9 0ER | at a point prior to discharging to the public foul sewer | Ehringshausen Way, Haverhill | TL6749045550 | TL6742045470 | [54 empty] | 1000 | mg/l | [54 empty] | 7 | m³/hr | [36 empty] | 250 | mg/l | [10 empty] | 10 | pH | 6 | pH | [18 empty] | 1000 | mg/l | [8 empty] | 1000 | mg/l | [6 empty] | 45 | °C | [8 empty] | 24 | m³/d
HAVERHILL STW | S01HAVMURCKA | Direction | Live | No | ADZ 874 | Sturmer Road Service Station (FS066) | Sturmer Road | Haverhill | Suffolk |  |  | CB9 7UU | 01/12/2017 | Used waters from washing of vehicles. | Motor Fuel Limited | Building 2 Abbey View | Everard Close | St Albans | Hertfordshire |  | AL1 2QU | at a point prior to discharging to the public foul sewer | at Sturmer Road, Haverhill | TL6820044700 | TL6820044700 | [54 empty] | 2500 | mg/l | [54 empty] | 0.3 | l/s | [48 empty] | 11 | pH | 6 | pH | [18 empty] | 1000 | mg/l | [16 empty] | 45 | °C | [8 empty] | 5 | m³/d
HAVERHILL STW | S01HAVFSMXKA1 | Direction | Live | No | ADX 446 | FSM Manufacturing | Units 8 - 10, Sturmer End | Sturmer Road | Haverhill | Suffolk |  | CB9 7UU | 01/04/2013 | Wastewater arising from a laser machine cooling unit containing corrosion inhibitor. | FSM Manufacturing Limited | Sturmer Road | Haverhill | Suffolk |  |  | CB9 7UU | at the discharge point from the laser machine cooling unit | at Sturmer Road, Haverhill, Suffolk. | TL6811044660 | TL6812044710 | [54 empty] | 50000 | mg/l | [16 empty] | 3 | mg/l | [36 empty] | 4 | l/s | [32 empty] | 3 | mg/l |  |  | 250 | mg/l | [10 empty] | 10 | pH | 6 | pH | [18 empty] | 1000 | mg/l | [8 empty] | 1000 | mg/l | [6 empty] | 45 | °C | [8 empty] | 0.5 | m³/d | [14 empty] | 5 | mg/l
HAVERHILL STW | S01NORTHHAKA | Direction | Live | No | ADU 55 | North Street Garage | Manor Road | Haverhill | Suffolk |  |  | CB9 0EP | 01/07/2009 | Wastewater, after passage via an interceptor, from the external washing of vehicles only. | G N J & I R Westrope T/A North Street Garage | Manor Road | Haverhill | Suffolk |  |  | CB9 0EP | at the manhole after passing through the interceptor | at Manor Road, Haverhill | TL6783045170 | TL6782045180 | [54 empty] | 2000 | mg/l | [54 empty] | 2 | m³/hr | [36 empty] | 250 | mg/l | [10 empty] | 11 | pH | 6 | pH | [18 empty] | 1000 | mg/l | [8 empty] | 1000 | mg/l | [6 empty] | 45 | °C | [8 empty] | 10 | m³/d
HAVERHILL STW | S01ANGLQUEKA | Direction | Live | No | ADV 04 | The Launderette | 40 Queen Street | Haverhill | Suffolk |  |  | CB9 9EF | 01/07/2010 | Wastewater arising from the washing of clothes and fabrics. | Mr Martin P Smith | The White Hart House | 107 The Causeway | Burwell | Cambridgeshire |  | CB25 0DU | at a point prior to discharge into the public foul sewer | at Queen Street, Haverhill | TL6710045600 | TL6707045670 | [54 empty] | 2000 | mg/l | [54 empty] | 2 | l/s | [36 empty] | 100 | mg/l | [10 empty] | 11 | pH | 6 | pH | [18 empty] | 500 | mg/l | [8 empty] | 1000 | mg/l | [6 empty] | 45 | °C | [8 empty] | 7 | m³/d
HAVERHILL STW | S01HAVSEBCKA1 | Consent | Live | No | ACY 226 | St Edmundsbury Borough Council | Haverhill Council Depot | Homefield Road | Haverhill | Suffolk |  | CB9 8QP | 21/03/2014 | Used water arising from the jet washing of vehicles and associated surface water run off. | St Edmundsbury Borough Council | West Suffolk House | Western Way | Bury St Edmunds | Suffolk |  | IP33 3YU | at a manhole situated after an interceptor and prior to discharge to the foul sewer | at Homefield Road, Haverhill | TL6627144376 | TL6627244491 | [54 empty] | 2500 | mg/l | [54 empty] | 1 | l/s | [36 empty] | 250 | mg/l | [10 empty] | 11 | pH | 6 | pH | [18 empty] | 1000 | mg/l | [8 empty] | 1000 | mg/l | [6 empty] | 45 | °C | [8 empty] | 23 | m³/d
HAVERHILL STW | S01HAVSAINKA | Direction | Live | No | ADV 76 | Sainsbury's Supermarket Limited | Petrol Filling Station | Haycock Road | Haverhill | Suffolk |  | CB9 7YL | 01/09/2010 | Wastewater from automatic car wash only. | Sainsbury's Supermarket Limited | 33 Holborn | London |  |  |  | EC1N 2HT | at the outlet from the interceptor, prior to discharging to the public foul sewer | at Haycock Road, Haverhill | TL6520046300 | TL6520046300 | [54 empty] | 3000 | mg/l | [54 empty] | 1 | l/s | [36 empty] | 250 | mg/l | [10 empty] | 11 | pH | 6 | pH | [18 empty] | 1000 | mg/l | [8 empty] | 1000 | mg/l | [6 empty] | 45 | °C | [8 empty] | 5 | m³/d
HAVERHILL STW | S01ASCO KA | Direction | Live | No | TEDI-0102-2019 | Associated Casing Company Limited | ASCO House | Helions Bumpstead Road | Haverhill |  |  | CB9 7AA | 23/12/2019 | Used water from the selection, grading, spooling & packaging of sheep and pig intestines for casings. | Associated Casing Company Limited | ASCO House | Helions Bumpstead Road | Haverhill, Suffolk |  |  | CB9 7AA | at the light inspection chamber, just inside fenced area by front door of main office | at Helions Bumpstead Road, Haverhill | TL6744444338 | TL6744544354 | [54 empty] | 5000 | mg/l |  |  |  |  | 35000 | mg/l | [48 empty] | 0.5 | l/s | [48 empty] | 10 | pH | 6 | pH | [18 empty] | 2000 | mg/l | [16 empty] | 45 | °C | [8 empty] | 15 | m³/d
HAVERHILL STW | S01ASCOYROKA | Direction | Live | No | TEDI-0148-2019 | Associated Casing Company Limited | Asco House | Helions Bumpstead Road | Haverhill | Suffolk |  | CB9 7AA | 17/06/2020 | Contaminated rainwater run-off from the yard area and occasional water used to wash yard. | Associated Casing Company Limited | Asco House | Helions Bumpstead Road | Haverhill | Suffolk |  | CB9 7AA | the drain in front of premises, prior to discharge to the public foul sewer. | Helions Bumpstead Road, Haverhill | TL6744544346 | TL6744044350 | [54 empty] | 4000 | mg/l | [54 empty] | 1 | l/s | [48 empty] | 10 | pH | 6 | pH | [18 empty] | 1000 | mg/l | [16 empty] | 45 | °C | [8 empty] | 25 | m³/d
HAVERHILL STW | S01TITONPPKA3 | Direction | Live | No | TEDI-0105-2020 | Titon Hardware Limited | Site 1 Falconer Road | Haverhill, Suffolk |  |  |  | CB9 7XU | 01/02/2021 | Used water comprising rinse waters from the pre-treatment and powder coating of zinc, aluminium and steel components, 3D printing rinses, saline solution, air compressor condensates and laboratory used water. | Titon Hardware Limited | 894 The Crescent | Colchester Business Park | Colchester, Essex |  |  | CO4 9YQ | the sump tank in the powder coating plant | Falconer Road, Haverhill | TL6837444279 | TL6826044360 | [54 empty] | 500 | mg/l | [54 empty] | 1.33 | l/s | [48 empty] | 10 | pH | 6 | pH | [18 empty] | 500 | mg/l | [16 empty] | 43 | °C | [8 empty] | 11 | m³/d | [14 empty] | 3 | mg/l
HAVERHILL STW | S01HAVKEROKA1 | Direction | Live | No | TEDI-0144-2020 | Keronite Group Limited | 1 Tudor Rose Court | 53 Hollands Road | Haverhill, Suffolk |  |  | CB9 8PL | 17/01/2021 | Used water comprising: (i) rinse waters from ceramic metal bonding process, (ii) rinse water from water treatment systems, (iii) expended gardobond degreasing agent. | Keronite Group Limited | 1 Tudor Rose Court | 53 Hollands Road | Haverhill, Suffolk |  |  | CB9 8PL | a drain to the front of premises in car park area | Hollands Road, Haverhill | TL6724844883 | TL6731444850 | [22 empty] | 20 | mg/l | [30 empty] | 500 | mg/l | [22 empty] | 1 | mg/l | 3 | mg/l | [28 empty] | 0.5 | l/s | [48 empty] | 10 | pH | 6 | pH | [18 empty] | 250 | mg/l | [16 empty] | 43 | °C | [8 empty] | 5 | m³/d
HAVERHILL STW | S01SINTGPIKA | Direction | Live | No | TEDI-0195-2020 | Mansol (Preforms) Limited | 1 Hollands Road | Haverhill | Suffolk |  |  | CB9 8PX | 26/01/2021 | Rinse waters arising from the cold washing of glass preforms containing low levels of detergent. | Mansol (Preforms) Limited | 1 Hollands Road | Haverhill | Suffolk |  |  | CB9 8PX | the outlet from the settlement tank used to wash glass preforms, (under sink in factory) prior to discharge to the public foul sewer | Hollands Road, Haverhill | TL6776044460 | TL6778044480 | [54 empty] | 1000 | mg/l | [54 empty] | 0.3 | l/s | [48 empty] | 10 | pH | 6 | pH | [18 empty] | 500 | mg/l | [16 empty] | 43 | °C | [8 empty] | 0.5 | m³/d
HAVERHILL STW | S01MANSOL KA2 | Direction | Live | No | TEDI-0196-2020 | Mansol (Preforms) Limited | 1 Hollands Road | Haverhill | Suffolk |  |  | CB9 8PX | 26/01/2021 | Used water arising from the manufacture of sintered glass products (floor washing). | Mansol (Preforms) Limited | 1 Hollands Road | Haverhill | Suffolk |  |  | CB9 8PX | the outlet from the settlement tanks in yard at the rear of the factory | Hollands Road, Haverhill | TL6773044430 | TL6776044497 | [54 empty] | 5000 | mg/l | [54 empty] | 0.3 | l/s | [48 empty] | 10 | pH | 6 | pH | [18 empty] | 2500 | mg/l | [16 empty] | 43 | °C | [8 empty] | 0.5 | m³/d | [14 empty] | 4.5 | mg/l
HAVERHILL STW | S01IFFHVRLKA | Direction | Live | Yes | TEDI-0185-2020 | International Flavours & Fragrances IFF (Great Britain) Limited | Duddery Hill | Haverhill | Suffolk |  |  | CB9 8LG | 17/12/2020 | Used waters from manufacture and packaging of flavouring and fragrance products, and contaminated surface water. | International Flavours & Fragrances IFF (Great Britain) Limited | Duddery Hill | Haverhill | Suffolk |  |  | CB9 8LG | the inspection chamber situated after the treatment plant | Duddery Hill, Haverhill | TL6690644852 | TL6683444959 | [48 empty] | 0.85 | µg/l |  |  |  |  | 2000 | mg/l |  |  |  |  | 2500 | mg/l |  |  | 725 | kg/d | [38 empty] | 4 | mg/l |  |  |  |  | 11.5 | l/s | [48 empty] | 10 | pH | 6 | pH | [8 empty] | 25 | mg/l | [8 empty] | 600 | mg/l | [16 empty] | 43 | °C | [8 empty] | 750 | m³/d | [10 empty] | 85 | mg/l
HAVERHILL STW | S01HAVEVERKA1 | Direction | Live | No | TEDI-0201-2020 | Don Construction Products Limited | Hawthorn House | Helions Bumpstead Road | Haverhill |  |  | CB9 7AA | 17/02/2021 | Used waters in cleaning of water based sport paint product packaging and manufacturing equipment, and quality control of sport paint products. | Don Construction Products Limited | Hawthorn House | Helions Bumpstead Road | Haverhill | Suffolk |  | CB9 7AA | the manhole at the side of the building in the verge | Helions Bumpstead Road, Haverhill | TL6714444240 | TL6715044330 | [54 empty] | 10000 | mg/l | [54 empty] | 0.3 | l/s | [48 empty] | 10 | pH | 6 | pH | [18 empty] | 5000 | mg/l | [16 empty] | 43 | °C | [8 empty] | 0.5 | m³/d | [14 empty] | 5 | mg/l
HAVERHILL STW | S01HAVPLUSKA1 | Direction | Live | No | TEDI-0309-2022 | Powderplus Ltd | Helions Bumpstead Road | Haverhill | Suffolk |  |  | CB9 7AA | 11/09/2023 | Used waters from degreasing and phosphate pre-treatment of metal items. | Powderplus Limited | 3 Morleys Place | High Street, Sawston | Cambridge | Cambridgeshire |  | CB22 3TG | the discharge tank prior to discharge to the foul sewer | Helions Bumpstead Road | TL6709344342 | TL6713044317 | [54 empty] | 4000 | mg/l | [54 empty] | 0.3 | l/s | [32 empty] | 3 | mg/l | [14 empty] | 10 | pH | 6 | pH | [8 empty] | 1000 | mg/l | [8 empty] | 1500 | mg/l | [16 empty] | 43 | °C | [8 empty] | 2 | m³/d
HAVERHILL STW | S01HAVSCREKA2 | Consent | Live | No | TECO-0186-2023 | Screenworks Ltd | Unit 3 Homefield Road West | Haverhill | Suffolk |  |  | CB9 8QP | 12/07/2023 | Used water from the washing of printing screens. | Screenworks Ltd | Unit 3 Homefield Road West | Haverhill | Suffolk |  |  | CB9 8QP | the discharge from the filtration tanks, before entering the public foul sewer | Homefield Road, Haverhill | TL6654344442 | TL6652644434 | [54 empty] | 4000 | mg/l | [54 empty] | 0.5 | l/s | [48 empty] | 10 | pH | 6 | pH | [18 empty] | 1000 | mg/l | [16 empty] | 43 | °C | [8 empty] | 1.5 | m³/d
HAVERHILL STW | S01BNCHEMCKA | Direction | Live | No | TEDI-0216-2023 | AOC Resins UK Limited | Piperell Way | Haverhill, Suffolk |  |  |  | CB9 8PH | 17/01/2024 | Effluent comprising contaminated surface water, and water used in vacuum pump system, boiler management and water treatment. | AOC Resins UK Limited | Suite 1, 7th Floor, 50 Broadway | London |  |  |  | SW1H 0BL | the v-notch weir at the rear of the meter shed | a point just south of the sample point within the curtilage of the premises | TL6761844381 | TL6761044381 | [54 empty] | 1000 | mg/l |  |  |  |  | 600 | mg/l | [48 empty] | 4.5 | l/s | [48 empty] | 10 | pH | 6 | pH | [18 empty] | 350 | mg/l | [16 empty] | 43 | °C | [8 empty] | 75 | m³/d
HAVERHILL STW | S01HAVBINWKA1 | Consent | Live | No | TECO-0012-2024 | Binwash UK Limited | Unit 4 Homefield Road | Haverhill | Suffolk |  |  | CB9 8QP | 22/01/2024 | Screened used water from the cleaning of wheelie bins (by a high pressure wash). | Binwash UK Limited | 1 Second Avenue | Halstead | Essex |  |  | CO9 2SU | discharge point from the filtered water tank | adjacent to units on Homefield Road | TL6676944349 | TL6676544319 | [54 empty] | 2000 | mg/l | [54 empty] | 1 | l/s | [48 empty] | 10 | pH | 6 | pH | [18 empty] | 1000 | mg/l | [16 empty] | 43 | °C | [8 empty] | 0.4 | m³/d
HAVERHILL STW | S01HAVPACKKA1 | Direction | Live | No | TEDI-0114-2024 | Package-In Limited | Acorn House | Homefield Road | Haverhill | Suffolk |  | CB9 8QP | 17/11/2024 | Water based ink washings from a corrugated casing printing process. | Package-In Limited | Leytonstone House | 3 Hanbury Drive, | Leytonstone, London |  |  | E11 1GA | the outlet pipe of the printer unit | manhole 8201 in Homefield Road | TL6675444300 | TL6682444296 | [54 empty] | 5000 | mg/l | [16 empty] | 3 | mg/l | [36 empty] | 0.5 | l/s | [48 empty] | 10 | pH | 6 | pH | [18 empty] | 1000 | mg/l | [16 empty] | 43 | °C | [8 empty] | 0.5 | m³/d | [14 empty] | 5 | mg/l
HAVERHILL STW | S01HAVPHSLKA1 | Consent | Live | No | TECO-0167-2024 | Dartry Laundry | Units 3 & 4 Asco House | Helions Bumpstead Road | Haverhill | Suffolk |  | CB9 7AA | 03/09/2024 | Used water arising from a commercial laundry. | Personnel Hygiene Services Limited T/A Dartry Laundry | C/O PHS Group | Block B, Western Industrial Estate | Caerphilly |  |  | CF83 1XH | the inspection chamber at front of the premises, in between the two units | Helions Bumpstead Road, Haverhill | TL6738244340 | TL6738344356 | [54 empty] | 2500 | mg/l | [54 empty] | 4.6 | l/s | [48 empty] | 11 | pH | 6 | pH | [18 empty] | 1000 | mg/l | [16 empty] | 43 | °C | [8 empty] | 150 | m³/d | [14 empty] | 2 | mg/l
HAVERHILL STW | S01HAVDBSHKA1 | Direction | Live | No | TEDI-0121-2024 | D B Sheetmetals Limited | 6-12 Piperell Way | Haverhill | Suffolk |  |  | CB9 8PH | 16/12/2024 | Used water comprising rinse waters only from the de-greasing and Iron phosphating of sheet metal components. | D B Sheetmetals Limited | 6-12 Piperell Way | Haverhill | Suffolk |  |  | CB9 8PH | the rinse tank after the trade effluent process | Helions Bumpstead Road, Haverhill | TL6719544385 | TL6720844352 | [54 empty] | 1000 | mg/l | [54 empty] | 0.3 | l/s | [48 empty] | 10 | pH | 6 | pH | [18 empty] | 500 | mg/l | [16 empty] | 43 | °C | [8 empty] | 5 | m³/d
HAVERHILL STW | S01HAVNYOBKA1 | Consent | Live | No | TECO-0171-2024 | Nyobolt Limited | 1b Homefield Road | Haverhill | Suffolk |  |  | CB9 8QP | 12/08/2024 | Used water arising from the Reverse Osmosis water treatment plant. | Nyobolt Limited | Unit 2 Evolution Business Park, Milton Road | Impington, Cambridge | Cambridgeshire |  |  | CB24 9NG | the manhole after the RO treatment plant at the front of the building | Homefield Road | TL6630044536 | TL6632444522 | [54 empty] | 2000 | mg/l | [54 empty] | 0.15 | l/s | [48 empty] | 10 | pH | 6 | pH | [18 empty] | 1000 | mg/l | [16 empty] | 43 | °C | [8 empty] | 1.5 | m³/d
HAVERHILL STW | S01HAVSIGMKA1 | Direction | Live | No | TEDI-0102-2025 | Sigma-Aldrich Company Ltd | Sigma Aldrich House | Homefield Business Park | Homefield Road, Haverhill | Suffolk |  | CB9 8QP | 11/09/2025 | Used waters in quality control and research laboratory including R/O regeneration. | Sigma-Aldrich Company Limited | The Old Brickyard | New Road | Gillingham | Dorset |  | SP8 4XT | a point within the laboratory prior to discharging to the public foul sewer | manhole 4601, adjacent to Homefield Road, Haverhill | TL6642644592 | TL6645844519 | [54 empty] | 2000 | mg/l | [54 empty] | 0.28 | l/s | [48 empty] | 10 | pH | 6 | pH | [18 empty] | 1000 | mg/l | [16 empty] | 43 | °C | [8 empty] | 4 | m³/d
HAVERHILL STW | S01HAVCORYKA1 | Direction | Live | No | TEDI-0103-2025 | Cornelius Specialties Limited | 15C Rookwood Way | Haverhill | Suffolk |  |  | CB9 8PB | 24/11/2025 | Used water from production washings, yard run off, cooling water, boiler blowdowns and laboratory use. | Cornelius Specialties Limited | 15C Rookwood Way | Haverhill | Suffolk |  |  | CB9 8PB | tanks CS840-CS843 in the rear yard | Rookwood Way, Haverhill | TL6704944780 | TL6709444828 | [54 empty] | 3000 | mg/l | [54 empty] | 1 | l/s | [48 empty] | 10 | pH | 6 | pH | [18 empty] | 1000 | mg/l | [16 empty] | 43 | °C | [8 empty] | 15 | m³/d | [14 empty] | 4 | mg/l
HAVERHILL STW | S01HAVCORNKA2 | Consent | Live | No | TECO-0166-2025 | Cornelius Specialities Limited | 25c Rookwood Way | Haverhill | Suffolk |  |  | CB9 8PB | 24/09/2025 | Used water from quality control laboratory. | Cornelius Specialities Limited | 15c Rookwood Way | Haverhill | Suffolk |  |  | CB9 8PB | the sump at rear of the building | manhole 0803 in Rookwood Way Haverhill | TL6700844924 | TL6703644893 | [54 empty] | 5000 | mg/l | [54 empty] | 1 | l/s | [48 empty] | 10 | pH | 6 | pH | [18 empty] | 1500 | mg/l | [16 empty] | 43 | °C | [8 empty] | 0.5 | m³/d
HAVERHILL STW | S01HAVTESCKA2 | Consent | Live | No | TECO-0236-2025 | Waves Hand Car Wash | Tesco Store - Haverhill | Cangle Road | Haverhill | Suffolk |  | CB9 0BQ | 08/12/2025 | Used water, after passage via an interceptor, from the external washing of vehicles only. | Akin Car Detailing Ltd T/A Waves Hand Car Wash | 15 Jay Close | Haverhill | Suffolk |  |  | CB9 0JR | the chamber after the interceptor, within supermarket car park | the sewer in the road at The Pightle | TL6734545651 | TL6718345673 | [54 empty] | 2500 | mg/l | [54 empty] | 0.5 | l/s | [48 empty] | 11 | pH | 6 | pH | [18 empty] | 1000 | mg/l | [16 empty] | 43 | °C | [8 empty] | 5 | m³/d
HAVERHILL STW | S01KLTLABSKA2 | Direction | Live | No | TEDI-0196-2025 | HVL Pharma UK Ltd T/A Codis | 37 Hollands Road | Haverhill | Suffolk |  |  | CB9 8PU | 23/03/2026 | Used water from a quality assurance laboratory on a pharmaceutical manufacturing site. | HVL Pharma UK Ltd T/A Codis | 37 Hollands Road | Haverhill | Suffolk |  |  | CB9 8PU | a point within the laboratory building | manhole 3709 at Hollands Road | TL6739144731 | TL6733044790 | [54 empty] | 2000 | mg/l | [54 empty] | 0.3 | l/s | [48 empty] | 10 | pH | 6 | pH | [18 empty] | 1000 | mg/l | [16 empty] | 43 | °C | [8 empty] | 1 | m³/d
HAVERHILL STW | S01GENZYMEKA0 | Direction | Live | No | TEDI-0198-2025 | HVL Pharma UK Ltd T/A Codis | 5 Rookwood Way | Haverhill | Suffolk |  |  | CB9 8PB | 22/03/2026 | Used waters comprising: boiler blowdown, contaminated storm flows, solvent-free process waters from K1 and water treatment rinses from K13 and K7. | HVL Pharma UK Ltd T/A Codis | 37 Hollands Road | Haverhill | Suffolk |  |  | CB9 8PU | the manhole in front of the premises in Hollands Road | Hollands Road, Haverhill | TL6745244699 | TL6752244668 | [54 empty] | 1200 | mg/l |  |  |  |  | 2000 | mg/l | 375 | kg/d | [46 empty] | 5 | l/s | [48 empty] | 10 | pH | 6 | pH | [18 empty] | 500 | mg/l | [16 empty] | 43 | °C | [8 empty] | 5 | m³/d
HAVERHILL STW | S01GENRO32KA1 | Direction | Live | No | TEDI-0195-2025 | HVL Pharma UK Ltd T/A Codis | 5 Rookwood Way | Haverhill | Suffolk |  |  | CB9 8PB | 22/03/2026 | Used water arising only from water treatment, non product contact seal waters, clarified process liquors from Sevelamer process, and periodic sanitisation of water treatment system. | HVL Pharma UK Ltd T/A Codis | 37 Hollands Road | Haverhill | Suffolk |  |  | CB9 8PU | the drain off point within K32 marked "S01GENRO32KA1" | manhole No. 3602 within the curtilage of the premises | TL6734744655 | TL6735344689 | [54 empty] | 2000 | mg/l | [54 empty] | 5 | l/s | [48 empty] | 10 | pH | 6 | pH | [18 empty] | 1000 | mg/l | [16 empty] | 43 | °C | [8 empty] | 300 | m³/d
HAVERHILL STW | S01KLTLABSKA1 | Direction | Live | No | TEDI-0194-2025 | HVL Pharma UK Ltd T/A Codis | 5 Rookwood Way | Haverhill | Suffolk |  |  | CB9 8PB | 22/03/2026 | Used water in manufacture & packaging of pharmaceuticals. | HVL Pharma UK Ltd T/A Codis | 37 Hollands Road | Haverhill | Suffolk |  |  | CB9 8PU | the discharge point into the chamber situated in the trade effluent plant bund | Rookwood Way, Haverhill | TL6745444544 | TL6748044560 | [54 empty] | 1200 | mg/l |  |  |  |  | 2000 | mg/l |  |  | 375 | kg/d | [44 empty] | 5 | l/s | [48 empty] | 10 | pH | 6 | pH | [18 empty] | 500 | mg/l | [16 empty] | 43 | °C | [8 empty] | 375 | m³/d
HAVERHILL STW | S01GENZLABKA1 | Direction | Live | No | TEDI-0199-2025 | HVL Pharma UK Ltd T/A Codis | 5 Rookwood Way | Haverhill | Suffolk |  |  | CB9 8PB | 21/03/2026 | Used waters arising from general laboratory activities to include cooling and water treatment. | HVL Pharma UK Ltd T/A Codis | 37 Hollands Road | Haverhill | Suffolk |  |  | CB9 8PU | the inspection chamber in yard at rear of labs | the public sewer at the rear of K30 and K32 | TL6745044540 | TL6748044560 | [54 empty] | 2500 | mg/l | [54 empty] | 1 | l/s | [48 empty] | 10 | pH | 6 | pH | [18 empty] | 1000 | mg/l | [16 empty] | 43 | °C | [8 empty] | 2 | m³/d
HEACHAM STW | S01354PRO1KA1 | Consent | Live | No | ACZ 22 | Heacham Beach Holiday Park | South Beach Road | Heacham | Norfolk |  |  | PE31 7BD | 07/05/2014 | Used waters from the filter backwashing process & periodic draindown of swimming pool contents. | Park Resorts Limited | 3 Bunhill Row | London |  |  |  | EC1Y 8YZ | at a manhole situated outside the swimming pool and prior to discharge to the public foul sewer | at South Beach Road, Heacham | TF6642036953 | TF6672136946 | [54 empty] | 1000 | mg/l | [10 empty] | 5 | mg/l | [42 empty] | 1 | l/s | [36 empty] | 250 | mg/l | [10 empty] | 10 | pH | 6 | pH | [18 empty] | 1000 | mg/l | [8 empty] | 1000 | mg/l | [6 empty] | 45 | °C | [8 empty] | 2 | m³/d
HEACHAM STW | S01354PRO1KA0 | Consent | Live | No | ACZ 21 | Heacham Beach Holiday Park | South Beach Holiday Park | Heacham | Norfolk |  |  | PE31 7BD | 07/05/2014 | Used waters arising from the laundering of domestic items only. | Park Resorts Limited | 3 Bunhill Row | London |  |  |  | EC1Y 8YZ | on the outlook pipe, outside entrance to launderette building. | at South Beach Road, Heacham | TF6637237049 | TF6672136946 | [54 empty] | 2000 | mg/l | [54 empty] | 1 | l/s | [36 empty] | 100 | mg/l | [10 empty] | 11 | pH | 6 | pH | [18 empty] | 1000 | mg/l | [8 empty] | 1000 | mg/l | [6 empty] | 45 | °C | [8 empty] | 2 | m³/d
HEACHAM STW | S01HUNPOLIKA1 | Consent | Live | No | ACZ 695 | Hunstanton Police Station | Lynn Road | Hunstanton |  |  |  | PE36 5HP | 29/06/2017 | Used waters from washing of vehicles. | Norfolk Constabulary | Jubilee House | Falconers Chase | Wymondham | Norfolk |  | NR18 0WW | at inspection chamber prior to discharge to foul sewer | at Manhole7704 oppoistie the station in Downs Close, Hunstanton | TF6773940760 | TF6777140716 | [54 empty] | 2500 | mg/l | [54 empty] | 0.5 | l/s | [48 empty] | 11 | pH | 6 | pH | [18 empty] | 1000 | mg/l | [16 empty] | 45 | °C | [8 empty] | 1 | m³/d
HEACHAM STW | S01370SEARKA | Direction | Live | No | ADS 55 | Launderette | Searles Leisure Resort | South Beach Road | Hunstanton | Norfolk |  | PE36 5BB | 01/10/2007 | Wastewater from the washing of clothes and fabrics. | Searles (Camping Ground) Limited | 3 South Beach | Hunstanton | Norfolk |  |  | PE36 5BB | at a point prior to discharge into the public foul sewer | a point within the curtilage of the premises | TF6698039826 | TF6686139797 | [54 empty] | 2000 | mg/l | [54 empty] | 1 | m³/hr | [36 empty] | 100 | mg/l | [10 empty] | 11 | pH | 6 | pH | [18 empty] | 500 | mg/l | [8 empty] | 1000 | mg/l | [6 empty] | 45 | °C | [8 empty] | 6 | m³/d
HEACHAM STW | S01SEARLESKA | Direction | Live | No | ADZ 306 | Searles Leisure Resort | South Beach | Hunstanton | Norfolk |  |  | PE36 5BB | 01/07/2015 | Used waters from the backwashing of pool filters and the periodic emptying of pool contents. | Searles (Camping Ground) Limited | 3 South Beach Road | Hunstanton | Norfolk |  |  | PE36 5BB | at a point after the filtration system and prior to entry into the public foul sewer | at the gravity sewer discharging into South Beach Road pumping station | TF6698039826 | TF6696039860 | [54 empty] | 1000 | mg/l | [10 empty] | 5 | mg/l | [42 empty] | 1 | l/s | [48 empty] | 10 | pH | 6 | pH | [18 empty] | 1000 | mg/l | [16 empty] | 45 | °C | [8 empty] | 5 | m³/d
HEACHAM STW | S01354POOLKA3 | Direction | Live | No | ADV 182 | Oasis Sports & Leisure Centre | Central Promenade | Hunstanton | Norfolk |  |  | PE36 5BD | 01/04/2011 | Chlorinated water derived from filter backwashing and periodic emptying of swimming pool contents. | Kings Lynn & West Norfolk Borough Council | Kings Court | Chapel Street | Kings Lynn | Norfolk |  | PE30 1EX | at the Oaisis pool backwash prior to discharge to the public foul sewer | at Seagate, Hunstanton | TF6710040560 | TF6710040570 | [54 empty] | 1000 | mg/l | [10 empty] | 5 | mg/l | [42 empty] | 3 | l/s | [36 empty] | 250 | mg/l | [10 empty] | 10 | pH | 6 | pH | [18 empty] | 500 | mg/l | [8 empty] | 1000 | mg/l | [6 empty] | 45 | °C | [8 empty] | 12 | m³/d
HEACHAM STW | S01SEALIFEKA | Direction | Live | No | TEDI-0239-2022 | Sea Life Sanctuary | Southern Promenade | Hunstanton | Norfolk |  |  | PE36 5BH | 24/02/2023 | Used water from the draining and cleaning of animal enclosures – these being mainly salt water exhibits – seals, and penguins. | Merlin Entertainments (Sea Life) Limited | Link House, 25 West Street | Poole | Dorset |  |  | BH15 1LD | the pools drainage point | Seagate Road, Hunstanton | TF6702340416 | TF6707440418 | [54 empty] | 1000 | mg/l | [54 empty] | 4.5 | l/s | [48 empty] | 10 | pH | 6 | pH | [18 empty] | 500 | mg/l | [8 empty] | 1000 | mg/l | [6 empty] | 43 | °C | [8 empty] | 20 | m³/d
HEACHAM STW | S01HEACHOLKA0 | Consent | Live | No | TECO-0202-2022 | Heacham Holidays Limited | Long Acres Caravan Park | South Beach Road | Heacham | Kings Lynn | Norfolk | PE31 7BA | 16/11/2022 | Used water, after passage via an interceptor, from the external washing of vehicles only. | Heacham Holidays Limited | 27-29 Old Market | Wisbech | Cambridgeshire |  |  | PE13 1NE | a point following the oil separation interceptor | South Beach Road | TF6677236450 | TF6683636938 | [54 empty] | 2500 | mg/l | [54 empty] | 1 | l/s | [48 empty] | 11 | pH | 6 | pH | [18 empty] | 1000 | mg/l | [16 empty] | 43 | °C | [8 empty] | 3 | m³/d
HECKINGTON STW | S01WINDMILKA | Direction | Live | No | TEDI-0071-2022 | 8 Sail Brewery | Heckington Windmill | 4 Hale Road | Heckington | Sleaford |  | NG34 9JW | 01/11/2022 | Used waters from a micro brewery. | Mr Tony Pygott T/A 8 Sail Brewery | 31 Thomas Middlecott Drive | Kirton | Boston | Lincolnshire |  | PE20 1HU | the manhole located in the yard prior to discharge into the public foul sewer | Hale Road, Heckington | TF1457343557 | TF1458843544 | [54 empty] | 15000 | mg/l | [54 empty] | 0.3 | l/s | [48 empty] | 10 | pH | 6 | pH | [18 empty] | 1000 | mg/l | [16 empty] | 43 | °C | [8 empty] | 1 | m³/d
HECKINGTON STW | S01HECKSIMKA1 | Direction | Live | No | TEDI-0279-2022 | G Simpson Butchers Limited | 11 Cameron Street | Heckington | Sleaford | Lincs |  | NG34 9RW | 14/04/2023 | Used water from ham cooker equipment & utensil washing bench & floor cleaning. | G Simpson Butchers Limited | 11 Cameron Street | Heckington | Sleaford | Lincolnshire |  | NG34 9RW | the rear of the premises, prior to discharging to the public foul sewer | Manor Street, Heckington | TF1430044170 | TF1432044180 | [54 empty] | 3000 | mg/l | [16 empty] | 2 | mg/l | [36 empty] | 1 | l/s | [36 empty] | 250 | mg/l | [10 empty] | 10 | pH | 6 | pH | [18 empty] | 1000 | mg/l | [16 empty] | 43 | °C | [8 empty] | 1 | m³/d | [14 empty] | 4.5 | mg/l
HECKINGTON STW | S01HECKJLPKA1 | Direction | Live | No | TEDI-0060-2024 | J. L Priestley & Co. Limited | Station Road | Heckington | Sleaford | Lincolnshire |  | NG34 9NF | 10/06/2024 | Used water arising from a fork lift truck wash. | J. L Priestley & Co. Limited | Enterprise Park | Pride Parkway | Sleaford | Lincolnshire |  | NG34 8GL | a point after the interceptor, prior to discharge to the public foul sewer | Station Road, Heckington | TF1479043700 | TF1455043700 | [54 empty] | 2500 | mg/l | [54 empty] | 1 | l/s | [48 empty] | 11 | pH | 6 | pH | [18 empty] | 1000 | mg/l | [16 empty] | 43 | °C | [8 empty] | 2 | m³/d
HEMSWELL R A F STW | S01ACY210GKA | Direction | Live | No | TEDI-0039-2020 | ADM Agriculture Limited | Lindsey House | Hemswell Cliff | Gainsborough |  |  | DN21 5TH | 29/05/2020 | Used water from quality control laboratory, rinsing & cleaning containers | ADM Agriculture Limited | 5 Hercules Way | Leavesden Park, Watford | Hertfordshire |  |  | WD25 7GS | the laboratory sink drain outside the building prior to discharging to the public foul sewer | Manhole 0100 at the SE corner of Lindsey House, Hemswell | SK9506590189 | SK9509789955 | [54 empty] | 2000 | mg/l | [54 empty] | 0.2 | l/s | [48 empty] | 10 | pH | 6 | pH | [18 empty] | 1000 | mg/l | [8 empty] | 1000 | mg/l | [6 empty] | 43.3 | °C | [8 empty] | 1 | m³/d
HIBALDSTOW STW | S01BWSCHIBKA1 | Consent | Live | No | TECO-0272-2024 | Brigg Renewable Energy Plant | Scawby Brook | Brigg | Lincolnshire |  |  | DN20 9LT | 09/01/2025 | Used waters from the following processes having passed through pH neutralization unit and settlement: i) boiler blowdown, ii) boiler emptying, iii) compressed air condensate, iv) backwash from demineralisation plant, v) process building washdown. Also used waters generated during plant commissioning phase and during planned maintenance programme, but only with written permission from Anglian Water. | BWSC Generation Services UK Limited | 3 The Point | Lions Way | Sleaford | Lincolnshire |  | NG34 8GG | a pipe near trade effluent meter | the manhole 7401 in the field at Scawby Brook | SE9919606003 | SE9871406447 | [54 empty] | 500 | mg/l |  |  |  |  | 1500 | mg/l | [48 empty] | 3.8 | l/s | [48 empty] | 10 | pH | 6 | pH | [18 empty] | 250 | mg/l | [8 empty] | 1000 | mg/l | [6 empty] | 43 | °C | [8 empty] | 100 | m³/d
HITCHIN STW | S012022BPEKA1 | Consent | Live | No | ACV 143 | BP Express Shopping - Oakfield Connect | Stevenage Road | Hitchin | Hertfordshire |  |  | SG4 9DT | 23/09/2010 | Wastewaters arising from the external washing of vehicles only | BP Express Shopping Limited | Chertsey Road | Sunbury on Thames | Middlesex |  |  | TW16 7BP | at the outlet from the inspection chamber after the interceptor | at Stevenage Road, Hitchin | TL1904028310 | TL1903028270 | [54 empty] | 2000 | mg/l | [54 empty] | 1 | m³/hr | [36 empty] | 250 | mg/l | [10 empty] | 11 | pH | 6 | pH | [18 empty] | 1000 | mg/l | [8 empty] | 1000 | mg/l | [6 empty] | 45 | °C | [8 empty] | 3 | m³/d
HITCHIN STW | S012022BRGKA | Consent | Live | No | ACZ 426 | Bancroft Recreation Ground | Bancroft | Hitchin | Herts |  |  | SG5 1LL | 18/12/2015 | Used water from the filter backwashing process, and periodic draining of storage tanks containing recirculated water used in a children's water splash park. | North Hertfordshire District Council | Council Offices | Gernon Road | Letchworth Garden City | Herts |  | SG6 3JF | at the manhole in the grass area next to the tennis court at Bancrcoft, Hitchin (connection point 7603) | at Bancroft Recreation Ground, Bancroft, Connection point 7603) | TL1872029615 | TL1872029615 | [54 empty] | 1000 | mg/l | [10 empty] | 5 | mg/l | [42 empty] | 13 | l/s | [48 empty] | 10 | pH | 6 | pH | [18 empty] | 1000 | mg/l | [16 empty] | 45 | °C | [8 empty] | 4 | m³/d
HITCHIN STW | S012022118KA1 | Direction | Live | No | ADU 331 | Shell Filling Station | 89 Bedford Road | Hitchin | Herts |  |  | SG5 2TY | 01/01/2010 | Wastewater from the external washing of vehicles only, after passing through a maintained interceptor. | Shell UK Limited | Shell Centre | London |  |  |  | SE1 7NA | at point after the interceptor | at Bedford Road, Hitchin | TL1790029850 | tl1794029860 | [54 empty] | 2000 | mg/l | [54 empty] | 2 | m³/hr | [36 empty] | 250 | mg/l | [10 empty] | 11 | pH | 6 | pH | [18 empty] | 1000 | mg/l | [8 empty] | 1000 | mg/l | [6 empty] | 45 | °C | [8 empty] | 8 | m³/d
HITCHIN STW | S012022134KA1 | Direction | Live | No | ADZ 791 | Reynalds Launderette | 38 Bearton Road | Hitchin |  |  |  | SG5 1UE | 02/11/2016 | Used water from the laundering of domestic items only. | Christopher Reynalds & Dawn Reynalds - T/A Reynald Launderette | 349 Norwich Road | Wisbech | Cambridgeshire |  |  | PE13 3UG | at a point prior to discharge to the public foul sewer | at Bearton Road, Hitchin | TL1823030130 | TL1823030110 | [54 empty] | 2000 | mg/l | [54 empty] | 0.3 | l/s | [48 empty] | 11 | pH | 6 | pH | [18 empty] | 1000 | mg/l | [16 empty] | 45 | °C | [8 empty] | 5 | m³/d
HITCHIN STW | S012022150KA1 | Direction | Live | No | ADU 330 | M & J Engineers Limited | Cashel House | Cadwell Lane | Hitchin | Hertfordshire |  | SG4 0SQ | 01/01/2010 | Wastewater, after passage via an interceptor, from the external washing of vehicles and plant only. | M & J Engineers Limited | Cashel House | Cadwell Lane | Hitchin | Hertfordshire |  | SG4 0SQ | at the inspection chamber after the interceptor | at Cadwell Lane, Hitchin | TL1893030850 | TL1890030840 | [54 empty] | 2000 | mg/l | [54 empty] | 1 | m³/hr | [36 empty] | 250 | mg/l | [10 empty] | 11 | pH | 6 | pH | [18 empty] | 1000 | mg/l | [8 empty] | 1000 | mg/l | [6 empty] | 45 | °C | [8 empty] | 5 | m³/d | [14 empty] | 5 | mg/l
HITCHIN STW | S012022148KA1 | Direction | Live | No | ADT 214 | The Owner | Westmill Filling Station | Bedford Road | Hitchin | Herfordshire |  | SG5 2UG | 01/12/2008 | Wastewaters arising from jet washing of vehicles after passing through an interceptor | The Owner | Westmill Filling Station | Bedford Road | Hitchin | Herfordshire |  | SG5 2UG | at apoint after the interceptor and prior to discharging to the public foul sewer | Bedford Road, Hitchin | TL1785030450 | TL1783030440 | [54 empty] | 2000 | mg/l | [54 empty] | 2 | m³/hr | [36 empty] | 250 | mg/l | [10 empty] | 11 | pH | 6 | pH | [18 empty] | 1000 | mg/l | [8 empty] | 1000 | mg/l | [6 empty] | 45 | °C | [8 empty] | 5 | m³/d
HITCHIN STW | S012022122KA1 | Direction | Live | Yes | ADU 255 | Photodata Test Services Limited | Photodata House | Knowl Piece | Hitchin | Hertfordshire |  | SG4 0TY | 01/04/2011 | Wastewaters arising from the processing of film used in the manufacture of printed circuit boards. | Photodata Test Services Limited | S McCombie & Co | 1st Floor Offices | 99 Bancroft | Hitchin | Hertfordshire | SG4 0TY | at a point outside the factory prior to discharging to the public foul sewer | at Knowl Piece, Hitchin | TL1910031320 | TL1936031140 | [48 empty] | 0.1 | mg/l |  |  |  |  | 2000 | mg/l | [16 empty] | 3 | mg/l | [36 empty] | 1 | m³/hr | [36 empty] | 250 | mg/l | [10 empty] | 10 | pH | 6 | pH | [14 empty] | 2 | mg/l |  |  | 400 | mg/l | [8 empty] | 1000 | mg/l | [6 empty] | 45 | °C | [8 empty] | 2.8 | m³/d | [14 empty] | 5 | mg/l
HITCHIN STW | S012022BEKKA1 | Direction | Live | No | TEDI-0064-2021 | Beka Associates Limited | Old Charlton Road | Hitchin | Hertfordshire |  |  | SG5 2DA | 04/08/2021 | Used water from the washing of printed circuit boards. | Beka Associates Limited | Old Charlton Road | Hitchin | Hertfordshire |  |  | SG5 2DA | the tank in the kitchen area where the dishwasher used for cleaning the circuit boards discharges into | Old Charlton Road, Hitchin | TL1812028920 | TL1814028920 | [54 empty] | 8000 | mg/l | [16 empty] | 3 | mg/l | [36 empty] | 0.5 | l/s | [48 empty] | 10 | pH | 6 | pH | [18 empty] | 1000 | mg/l | [16 empty] | 43 | °C | [8 empty] | 0.03 | m³/d | [14 empty] | 5 | mg/l
HITCHIN STW | S012022D07KA1 | Consent | Live | No | TECO-0226-2021 | Ransom Naturals | 51-55 Bury Mead Road | Mead Industrial Estate | Hitchin | Hertfordshire |  | SG5 1RT | 18/11/2021 | Used waters generated during the extraction of plant materials for use in foodstuffs & pharmaceuticals, and from washdown of associated machinery. | Ransom Naturals Limited | Ayrton Saunders House | Parliament Business Park | Commerce Way | Liverpool | Merseyside | L8 7BA | the V-Notch weir flow monitoring unit and prior to discharging to the public foul sewer | Bury Mead Road, Hitchin | TL1869630586 | TL1871430600 | [54 empty] | 27000 | mg/l | [16 empty] | 3 | mg/l | [36 empty] | 0.6 | l/s | [48 empty] | 10 | pH | 6 | pH | [8 empty] | 60 | mg/l | [8 empty] | 1000 | mg/l | [16 empty] | 43 | °C | [8 empty] | 18 | m³/d | [14 empty] | 3.5 | mg/l
HITCHIN STW | S012022BOWKA1 | Consent | Live | No | TECO-0014-2022 | Bowman Ingredients Limited | 1 Knowl Piece | Hitchin | Hertfordshire |  |  | SG4 0TY | 30/03/2022 | Used water arising from the cleaning of ingredient mixing vessels and crates. | Bowman Ingredients Limited | Arlesey Road | Ickleford | Hitchin | Hertfordshire |  | SG5 3UN | the manhole after the interceptor by the crate jet wash area at the rear of the factory | Knowl Piece, Hitchin | TL1914031181 | TL1915631474 | [54 empty] | 3500 | mg/l | [54 empty] | 0.2 | l/s | [36 empty] | 250 | mg/l | [10 empty] | 10 | pH | 6 | pH | [18 empty] | 1000 | mg/l | [16 empty] | 43 | °C | [8 empty] | 11 | m³/d
HITCHIN STW | S012022D02KA1 | Direction | Live | No | TEDI-0298-2022 | Viking Johnson & Victaulic Systems | 46-48 Wilbury Way | Hitchin | Hertfordshire |  |  | SG4 0UD | 17/07/2023 | Used waters arising from the hydrostatic testing of products. | Crane Limited | Crane House | Epsilon Terrace | West Road | Ipswich | Suffolk | IP3 9FJ | the rear of the maintenance civils workshop | Wilbury Way | TL1947030880 | TL1937030880 | [54 empty] | 400 | mg/l | [54 empty] | 0.278 | l/s |  |  |  |  | 5 | mg/l | [42 empty] | 10 | pH | 6 | pH | [18 empty] | 400 | mg/l | [16 empty] | 43 | °C | [8 empty] | 0.5 | m³/d
HITCHIN STW | S012022108KA1 | Direction | Live | No | TEDI-0184-2023 | RT Technofinish | Unit 6, Cadwell Lane | Bilton Road | Hitchin, Hertfordshire |  |  | SG4 0SB | 04/12/2023 | Used waters arising from treated rinse waters from the electroplating of zinc, nickel, copper and brass only. | Royde & Tucker Limited | Unit 6, Cadwell Lane | Bilton Road | Hitchin | Hertfordshire |  | SG4 0SB | the white tank next to the sludge press from where the effluent is pumped to the sewer | Cadwell Lane, Hitchin. | TL1890030900 | TL1890030900 | [54 empty] | 500 | mg/l |  |  |  |  | 1200 | mg/l | [10 empty] | 3 | mg/l |  |  |  |  | 1 | mg/l | 5 | mg/l | [28 empty] | 1.1 | l/s | [32 empty] | 3 | mg/l | [14 empty] | 10 | pH | 6 | pH | [18 empty] | 250 | mg/l | [16 empty] | 43 | °C | [8 empty] | 25 | m³/d | [14 empty] | 3.5 | mg/l
HITCHIN STW | S012022SYTKA1 | Consent | Live | No | TECO-0292-2023 | Sytner Bodyshop Hitchin | 70 Wilbury Way | Hitchin | Hertfordshire |  |  | SG4 0TP | 27/12/2023 | Used water, after passage via an interceptor, from the external washing of vehicles only. | Sytner Stevenage Limited | 2 Penman Way | Grove Park | Leicester | Leicestershire |  | LE19 1ST | a point after the interceptor prior to the effluent being discharged to the public foul sewer | Wilbury Way, Hitchin | TL1936031248 | TL1935531143 | [54 empty] | 2500 | mg/l | [54 empty] | 1 | l/s | [48 empty] | 11 | pH | 6 | pH | [18 empty] | 1000 | mg/l | [16 empty] | 43 | °C | [8 empty] | 6 | m³/d
HITCHIN STW | S012022AUDKA1 | Consent | Live | No | TECO-0210-2023 | Audi Hitchin | Nightingale Road | Hitchin | Hertfordshire |  |  | SG5 1RQ | 31/08/2023 | Used water, after passage via an interceptor, from the external washing of vehicles only. | Jardine Motors Group UK Ltd | C/O Porsche Centre Colchester Auto Way | Ipswich Road | Colchester | Essex |  | CO4 9HA | the manhole after the wash bay prior to the effluent entering the public foul sewer | Nightingale Road, Hitchin | TL1911429848 | TL1911929800 | [54 empty] | 2500 | mg/l | [54 empty] | 0.25 | l/s | [48 empty] | 11 | pH | 6 | pH | [18 empty] | 1000 | mg/l | [16 empty] | 43 | °C | [8 empty] | 4 | m³/d
HITCHIN STW | S012022155KA3 | Consent | Live | No | TECO-0024-2024 | Global Ardour Recycling Limited | Wallace Way | Hitchin | Hertfordshire |  |  | SG4 0SE | 18/03/2024 | Contaminated surface water run-off from a vehicle dismantling site. | Global Ardour Recycling Limited | Grove House 55 Lowlands Road | Harrow On The Hill | Middlesex |  |  | HA1 3AW | the manhole just outside the main entrance to the site | Wallace Way, Hitchin | TL1910430909 | TL1908430896 | [48 empty] | 0.01 | mg/l |  |  |  |  | 1650 | mg/l | [54 empty] | 3 | l/s |  |  |  |  | 20 | mg/l |  |  |  |  | 3 | mg/l | [24 empty] | 250 | mg/l | [10 empty] | 10 | pH | 6 | pH | [18 empty] | 1000 | mg/l | [16 empty] | 43 | °C | [8 empty] | 30 | m³/d | [14 empty] | 5 | mg/l
HITCHIN STW | S012022160KA1 | Consent | Live | No | TECO-0205-2024 | Sports & Leisure Management Ltd t/a Everyone Active | Hitchin Swimming and Fitness Centre | Fishponds Road | Hitchin | Hertfordshire |  | SG5 1HA | 24/10/2024 | Used water from the filter backwashing process and periodic drain-down of swimming pool contents. | Sports & Leisure Management Ltd t/a Everyone Active | 2 Watling Drive | Sketchley Meadows | Hinckley |  |  | LE10 3EY | the external inspection chamber in the service yard by the gate | Fishponds Road, Hitchin | TL1821029700 | TL1822029750 | [54 empty] | 1000 | mg/l | [10 empty] | 5 | mg/l | [42 empty] | 1.4 | l/s | [48 empty] | 10 | pH | 6 | pH | [18 empty] | 1000 | mg/l | [16 empty] | 43 | °C | [8 empty] | 15 | m³/d
HITCHIN STW | S01TEM0201KA1 | Consent | Live | No | TECO-0021-2025 | Kier Construction | Hitchin MDU | Nightingale Road | Hitchin | Hertfordshire |  | SG5 1RL | 25/02/2025 | Used water, after passage through a silt buster, arising from excavation, only to be discharged during the period from 25 February 2025 to 25 May 2025 inclusive. | Kier Construction Limited | 2nd Floor | Optimum House | Clippers Quay | Salford, England |  | M50 3XP | a point after the silt buster prior to the effluent being discharged to the public foul sewer | Nightingale Road, Hitchin | TL1929829859 | TL1920929807 | [54 empty] | 2500 | mg/l | [54 empty] | 1 | l/s | [48 empty] | 10 | pH | 6 | pH | [18 empty] | 1000 | mg/l | [16 empty] | 43 | °C | [8 empty] | 25 | m³/d
HITCHIN STW | S012022UPNKA1 | Direction | Live | No | TEDI-0055-2025 | UK Power Networks | North Hitchin Primary Substation | Common Rise | North Hitchin | Bedfordshire |  | SG4 0HL | 08/08/2025 | Contaminated surface water from an electricity sub station. | UK Power Networks (Operations) Limited | Newington House | 237 Southwark Bridge Road | London |  |  | SE1 6NP | a point after the interceptor, prior to entering the public foul sewer | Cambridge Road, Hitchin | TL1951029940 | TL1951029880 | [54 empty] | 500 | mg/l | [54 empty] | 2 | l/s | [36 empty] | 250 | mg/l | [10 empty] | 10 | pH | 6 | pH | [18 empty] | 500 | mg/l | [16 empty] | 43 | °C | [8 empty] | 0.785 | m³/d
HOLBEACH STW | S01CAPRI HKA | Direction | Live | No | ADT 465 | Holbeach Launderette | 62 Church Street | Holbeach | Lincolnshire |  |  | PE12 7LL | 01/08/2009 | Wastewater from the laundering of domestic items only. | Mrs Rosemary Cameron T/A Holbeach Launderette | Old School Cottage | Mill Lane | Fosdyke | Boston | Lincolnshire | PE20 2BL | at the drain from the washing machines | at Church Street, Holbeach | TF2584024650 | TF3585024650 | [54 empty] | 2000 | mg/l | [54 empty] | 3 | m³/hr | [36 empty] | 100 | mg/l | [10 empty] | 11 | pH | 6 | pH | [18 empty] | 500 | mg/l | [8 empty] | 1000 | mg/l | [6 empty] | 45 | °C | [8 empty] | 12 | m³/d
HOLBEACH STW | S01MWPCHEMKA | Consent | Live | No | TECO-0134-2022 | Midwest Polychem Limited | Midwest Business Park | Hurn Road | Holbeach Hurn | Spalding | Lincolnshire | PE12 8JB | 17/08/2022 | Post-treated (DAF) used waters, produced during washing process associated with the recycling of plastics containers. | Midwest Polychem Limited | Midwest Business Park | Hurn Road | Holbeach Hurn | Spalding | Lincolnshire | PE12 8JB | a point after the DAF unit and prior to entering into the public foul sewer | at Washway Road, Holbeach Hurn | TF3770325514 | TF3771825514 | [54 empty] | 1500 | mg/l | [54 empty] | 1 | l/s | [48 empty] | 10 | pH | 6 | pH | [18 empty] | 1000 | mg/l | [16 empty] | 43 | °C | [8 empty] | 15 | m³/d
HOLBEACH STW | S01HOLNCFMKA1 | Direction | Live | No | TEDI-0281-2022 | National Centre for Food Manufacturing | Park Road | Holbeach | Lincolnshire |  |  | PE12 7PT | 23/05/2023 | Used water from the cleaning of process equipment, floors, walls and ceilings. | University of Lincoln | Estates Department | Charlotte Scott Building | Ruston Way | Lincoln |  | LN6 7DW | a point within the premises | manhole 8400 in Park Road, Holbeach | TF3584225485 | TF3586125483 | [54 empty] | 2000 | mg/l | [16 empty] | 3 | mg/l | [36 empty] | 4 | l/s | [48 empty] | 10 | pH | 6 | pH | [18 empty] | 1000 | mg/l | [16 empty] | 43 | °C | [8 empty] | 1 | m³/d
HOLBEACH STW | S01HOLDGMGKA1 | Direction | Live | No | TEDI-0109-2023 | DGM Growers | Oak House | Roman Bank | Saracen's Head | Holbeach, Lincolnshire |  | PE12 8BB | 14/08/2023 | Used water, following passage via a settlement tank, 1 mm screen and a balancing tank with flow control, from the following processes: (i) vegetable washing, (ii) tray washing, (iii) floor washing and (iv) spent growing water (from hydroponic systems). | M & W Mack Limited T/A DGM Growers | The Fresh Produce Centre | Transfesa Road | Paddock Wood | Kent |  | TN12 6UT | the discharge point of the balancing tank | the point prior to the sewer joint in the vacuum sewer | TF3462727247 | TF3460627280 | [24 empty] | 90 | mg/l | [28 empty] | 2500 | mg/l | [54 empty] | 1 | l/s | [36 empty] | 250 | mg/l | [10 empty] | 10 | pH | 6 | pH | [18 empty] | 2600 | mg/l | [8 empty] | 1000 | mg/l | 1 | mg/l |  |  |  |  | 45 | °C | [8 empty] | 15 | m³/d
HOLBROOK STW | S01DOM0023KA1 | Consent | Live | No | TECO-0175-2025 | Paul Anthony Coffey T/A Bin Magic | Otter House | Ipswich Road | Holbrook | Suffolk |  | IP9 2QT | 29/08/2025 | Screened used water from the cleaning of wheelie bins (by a high pressure wash). | Paul Anthony Coffey T/A Bin Magic | Otter House | Ipswich Road | Holbrook | Suffolk |  | IP9 2QT | the wheelie bin washing disposal point on the premises | Ipswich Road, Holbrook | TM1701936542 | TM1703036547 | [54 empty] | 2000 | mg/l | [54 empty] | 0.5 | l/s | [48 empty] | 10 | pH | 6 | pH | [18 empty] | 1000 | mg/l | [16 empty] | 43 | °C | [8 empty] | 0.25 | m³/d
HOLT-MAIN ROAD STW | S01ELSDENXKA0 | Direction | Live | No | ADT 385 | Thurlow Nunn (JV) Limited | 33 - 35 Cromer Road | Holt | Norfolk |  |  | NR25 6EU | 01/06/2009 | Wastewaters, after passage through a three-stage interceptor, arising from the steam cleaning of vehicles, engines & components, plus flow from an automatic car wash | Thurlow Nunn (JV) Limited | Wisbech Road | Littleport | Cambridgeshire |  |  | CB6 1RA | at a point after the interceptor and prior to discharging to the public foul sewer | Cromer Road, Holt | TG0808038990 | TG0808038990 | [54 empty] | 2000 | mg/l | [54 empty] | 1 | l/s | [36 empty] | 250 | mg/l | [10 empty] | 11 | pH | 6 | pH | [18 empty] | 1000 | mg/l | [8 empty] | 1000 | mg/l | [6 empty] | 45 | °C | [8 empty] | 2 | m³/d
HOLT-MAIN ROAD STW | S01GREHOLTKA | Consent | Live | No | ACZ 398 | Gresham's School | Cromer Road | Holt | Norfolk |  |  | NR25 6EA | 29/10/2015 | Used water from the filter backwashing process, and from the periodic drain-down of swimming pool contents. | Gresham's School | Cromer Road | Holt | Norfolk |  |  | NR25 6EA | at a point prior to discharge to the public foul sewer | at Holt Gresham School Pumping Station | TG0858939339 | TG0867739238 | [54 empty] | 1000 | mg/l | [10 empty] | 5 | mg/l | [42 empty] | 6 | l/s | [48 empty] | 10 | pH | 6 | pH | [18 empty] | 1000 | mg/l | [16 empty] | 45 | °C | [8 empty] | 3 | m³/d
HOLT-MAIN ROAD STW | S01HOLHEAVKA0 | Consent | Live | No | TECO-0182-2022 | Heaven Made Foods of Holt Limited | Units 1-3 Hempstead Road | Holt | Norfolk |  |  | NR25 6DL | 04/01/2023 | Used water from the hygiene clean down of surfaces and equipment used in food production. | Heaven Made Foods of Holt Limited | Units 1-3 Hempstead Road | Holt | Norfolk |  |  | NR25 6DL | the foul sewer on premises at rear of factory | Heath Drive | TG0877138339 | TG0879838315 | [54 empty] | 10000 | mg/l | [54 empty] | 0.5 | l/s | [48 empty] | 10 | pH | 6 | pH | [18 empty] | 2500 | mg/l | [16 empty] | 43 | °C | [8 empty] | 0.75 | m³/d
HOLT-MAIN ROAD STW | S01HOLSPONKA0 | Consent | Live | No | TECO-0239-2022 | Sponge Cakes Ltd | Holt Woodlands | Hempstead Road | Holt | Norfolk |  | NR25 6DG | 12/01/2023 | Used water from washing of tins and all other bakery equipment. | Sponge Cakes Ltd | Holt Woodlands | Hempstead Road | Holt | Norfolk |  | NR25 6DG | the manhole following the grease traps | Heath Drive | TG0879238143 | TG0880438312 | [54 empty] | 10000 | mg/l | [54 empty] | 4 | l/s | [48 empty] | 10 | pH | 6 | pH | [18 empty] | 3000 | mg/l | [16 empty] | 43 | °C | [8 empty] | 2 | m³/d
HORNCASTLE STW | S01HORSTEPKA1 | Consent | Live | No | ACX 120 | Step 1 Travel | Units 1 & 2, EGG Enterprise Park | Devereux Way | Boston Road Ind. Est. | Horncastle, Lincolnshire |  | LN9 6AU | 12/11/2012 | Wastewaters after passage through an interceptor, arising from the external washing of vehicles | Philip M Heath, t/a Step 1 Travel | 59 College Park | Horncastle | Lincolnshire |  |  | LN9 6RJ | at a point after the interceptor and prior to discharging to the public foul sewer | at Devereux Way, Horncastle | TF2681068620 | TF2682068590 | [54 empty] | 2500 | mg/l | [54 empty] | 1 | l/s | [36 empty] | 250 | mg/l | [10 empty] | 11 | pH | 6 | pH | [18 empty] | 1000 | mg/l | [8 empty] | 1000 | mg/l | [6 empty] | 45 | °C | [8 empty] | 5 | m³/d
HORNCASTLE STW | S01HORPOLYKA1 | Consent | Live | No | ACY 65 | Polypipe Civils | Holmes Way | Boston Road Industrial Estate | Horncastle | Lincolnshire |  | LN9 6JW | 22/07/2013 | Used waters, after passage through a treatment plant, arising from a polymer re-processing plant | Polypipe Limited | Broomhouse Lane | Edlington | Doncaster |  |  | DN12 1ES | at a point after the DAF treatment plant and prior to discharging to the foul sewer | in Achurch Close, Horncastle | TF2658068340 | TF2666068360 | [54 empty] | 5000 | mg/l | [54 empty] | 3.8 | l/s | [36 empty] | 250 | mg/l | [10 empty] | 10 | pH | 6 | pH | [18 empty] | 1000 | mg/l | [8 empty] | 1000 | mg/l | [6 empty] | 45 | °C | [8 empty] | 100 | m³/d
HORNCASTLE STW | S01HORALESKA1 | Consent | Live | No | ACZ 19 | Old Nicks Tavern | 8 North Street | Horncastle | Lincolnshire |  |  | LN9 5DX | 14/05/2014 | Used water arising from the cleaning of brewing equipment, vessels & casks. | Ross Alan Ellis & Sallyann Ellis | t/a Old Nicks Tavern | 8 North Street | Horncastle | Lincolnshire |  | LN9 5DX | at the chamber outside the brewery | at North Street, Horncastle | TF2605569664 | TF2602269676 | [54 empty] | 15000 | mg/l | [54 empty] | 1 | l/s | [36 empty] | 100 | mg/l | [10 empty] | 10 | pH | 6 | pH | [18 empty] | 1500 | mg/l | [8 empty] | 1000 | mg/l | [6 empty] | 45 | °C | [8 empty] | 3 | m³/d
HORNCASTLE STW | S01HORJAYDKA1 | Consent | Live | No | ACX 63 | Jay Dee Transport Limited | Plot 18, Devereux Way | Boston Road Industrial Estate | Horncastle | Lincolnshire |  | LN9 6AU | 09/08/2012 | Wastewater arising from vehicle washing, having passed through a 3 stage interceptor, plus the occasional washing for pre-MOT inspection. | Jay Dee Transport Limited | Plot 18, Devereux Way | Boston Road Industrial Estate | Horncastle | Lincolnshire |  | LN9 6AU | at a point after 3 stage interceptor, prior to discharging to the public foul sewer | at Devereux Way, Horncastle | TF2881068560 | TF2682068600 | [54 empty] | 2500 | mg/l | [54 empty] | 1 | m³/hr | [36 empty] | 250 | mg/l | [10 empty] | 11 | pH | 6 | pH | [18 empty] | 1000 | mg/l | [8 empty] | 1000 | mg/l | [6 empty] | 45 | °C | [8 empty] | 1 | m³/d
HORNCASTLE STW | S01HOR911SKA1 | Consent | Live | No | ACX 121 | 911 Sport | Achurch Road | Boston Road Industrial Estate | Horncastle | Lincolnshire |  | LN9 6JS | 27/12/2012 | Waste waters, having passed through an interceptor, arising from the external washing of vehicles | P & J Woolley Limited | Achurch Road | Boston Road Industrial Estate | Horncastle | Lincolnshire |  | LN9 6JS | at a point after the interceptor prior to discharging to the public foul sewer | at Achurch Close, Horncastle | TF2671068340 | TF2669068380 | [54 empty] | 2500 | mg/l | [54 empty] | 1 | l/s | [36 empty] | 250 | mg/l | [10 empty] | 11 | pH | 6 | pH | [18 empty] | 1000 | mg/l | [8 empty] | 1000 | mg/l | [6 empty] | 45 | °C | [8 empty] | 1 | m³/d
HORNCASTLE STW | S01HORDANBKA1 | Consent | Live | No | ACX 55 | John Danby Car Sales Ltd | Unit 2 Abigate Business Park | Spratt Close, | Boston Road Industrial Estate | Horncastle |  | LN9 6SB | 31/07/2012 | Wastewater from the external washing of vehicles only. | John Danby Car Sales Limited | Unit 2 Abigate Business Park | Spratt Close, | Boston Road Industrial Estate | Horncastle | Lincolnshire | LN9 6SB | at a point after interceptor in front of office door, prior to discharging to the public foul sewer | at Spratt Close, Horncastle | TF2685068440 | TF2680068440 | [54 empty] | 2500 | mg/l | [54 empty] | 1 | l/s | [36 empty] | 250 | mg/l | [10 empty] | 11 | pH | 6 | pH | [18 empty] | 1000 | mg/l | [8 empty] | 1000 | mg/l | [6 empty] | 45 | °C | [8 empty] | 1 | m³/d
HORNCASTLE STW | S01HORSTRAKA1 | Consent | Live | No | ACX 122 | Stratton 4 X 4 | Unit 3, 16 Devereux Way | Boston Road Industrial Estate | Horncastle | Lincolnshire |  | LN9 6AU | 12/11/2012 | Wastewaters, after passage through an interceptor, arising from the external washing of vehicles | Barry Stratton | t/a Stratton 4 X 4 | Unit 3, 16 Devereux Way | Boston Road Industrial Estate | Horncastle | Lincolnshire | LN9 6AU | at a point after the interceptor and prior to discharging the the public foul sewer | at Devereux Way, Horncastle | TF2689068570 | TF2684068600 | [54 empty] | 2500 | mg/l | [54 empty] | 1 | l/s | [36 empty] | 250 | mg/l | [10 empty] | 11 | pH | 6 | pH | [18 empty] | 1000 | mg/l | [8 empty] | 1000 | mg/l | [6 empty] | 45 | °C | [8 empty] | 1 | m³/d
HORNCASTLE STW | S01435ELMSKA | Direction | Live | No | ADV 292 | Mid Lincs Commercials | Lincoln Road | Horncastle | Lincolnshire |  |  | LN9 5AW | 01/02/2011 | Wastewater arising from the external washing of vehicles only. | Pederson Contracting Services Limited | The Old Mill Site | Roughton Moor | Woodhall Spa | Lincolnshire |  | LN10 6YQ | at the manhole by exit of car wash, prior to discharge to the public foul sewer | at Lincoln Road, Horncastle | TF2510769979 | TF2512769968 | [54 empty] | 2500 | mg/l | [54 empty] | 1 | m³/hr | [36 empty] | 250 | mg/l | [10 empty] | 11 | pH | 6 | pH | [18 empty] | 1000 | mg/l | [8 empty] | 1000 | mg/l | [6 empty] | 45 | °C | [8 empty] | 5 | m³/d
HORNCASTLE STW | S01WASHUMHKA | Direction | Live | No | ADZ 928 | Wa'Shum & Dry | 18A Bridge Street | Horncastle |  |  |  | LN9 5HZ | 09/02/2017 | Used water from the laundering of domestic items only. | Wa'Shum & Dry Limited | Greystones | 18 Buckthorn Avenue | Skegness, Lincolnshire |  |  | PE25 3DE | at the drain at the rear of the premises | at rear of property Bridge Street, Horncastle | TF2578169666 | TF2578569674 | [54 empty] | 2000 | mg/l | [54 empty] | 1 | l/s | [48 empty] | 11 | pH | 6 | pH | [18 empty] | 1000 | mg/l | [16 empty] | 45 | °C | [8 empty] | 5 | m³/d
HORNCASTLE STW | S01ACP213 KA | Direction | Live | No | ADZ 70 | Polypipe Limited | Holmes Way, Boston Road Ind Est | Horncastle, Lincolnshire |  |  |  | LN9 6JW | 01/09/2015 | Used waters from plastic extrusion and cooling processes. | Polypipe Limited | Broomhouse Lane, Edlington | Doncaster, South Yorkshire |  |  |  | DN12 1ES | at the tank in the rear yard of the premises | at Holmes Way | TF2654068420 | TF2654068420 | [54 empty] | 500 | mg/l | [54 empty] | 1 | l/s | [10 empty] | 3 | mg/l | [36 empty] | 10 | pH | 6 | pH | [18 empty] | 500 | mg/l | [16 empty] | 45 | °C | [8 empty] | 10 | m³/d | [14 empty] | 5 | mg/l
HORNCASTLE STW | S01FORPHORKA1 | Consent | Live | No | TECO-0291-2023 | Forum Packaging Limited | Mareham Road | Horncastle | Lincolnshire |  |  | LN9 6NG | 27/11/2023 | Used waters arising from the manufacture and printing of paper bags and sacks. | Forum Packaging Limited | Mareham Road | Horncastle | Lincolnshire |  |  | LN9 6NG | the final chamber on the effluent treatment plant prior to the discharge into the public foul sewer | Mareham Road, Horncastle | TF2668068760 | TF2665668787 | [54 empty] | 10000 | mg/l | [12 empty] | 0.5 | mg/l |  |  | 3 | mg/l | [36 empty] | 0.2 | l/s | [32 empty] | 0.5 | mg/l |  |  | 250 | mg/l | [10 empty] | 11 | pH | 6 | pH | [18 empty] | 400 | mg/l | [8 empty] | 1000 | mg/l | [6 empty] | 43 | °C | [8 empty] | 4 | m³/d | [14 empty] | 3 | mg/l
HORNCASTLE STW | S01GRAYHORKA1 | Consent | Live | No | TECO-0117-2024 | Huws Gray Buildbase - Horncastle Branch | Station Yard | Langton Hill | Horncastle | Lincolnshire |  | LN9 5AG | 06/06/2024 | Used water from the wash down of hire equipment. | Huws Gray Limited | Llangefni Industrial Estate | Llangefni | Anglesey | Wales |  | LL77 7JA | the discharge point from the interceptor pit | Station Yard | TF2547269374 | TF2543169448 | [54 empty] | 2500 | mg/l | [54 empty] | 0.25 | l/s | [48 empty] | 11 | pH | 6 | pH | [18 empty] | 1000 | mg/l | [16 empty] | 43 | °C | [8 empty] | 1 | m³/d
HORNCASTLE STW | S01MPAMHORKA1 | Consent | Live | No | TECO-0213-2025 | Mortons Print and Mailing Limited | Newspaper House | Morton Way | Horncastle | Lincolnshire |  | LN9 6JR | 11/12/2025 | Used water from cleaning and maintaining rollers and machine parts from platemakers. | Mortons Print and Mailing Limited | Newspaper House | Morton Way | Horncastle | Lincolnshire |  | LN9 6JR | a container housing a pump on a float switch, next to the pre-press sink in the platemaking room | Holmes Way, Horncastle | TF2641468460 | TF2644568405 | [54 empty] | 6000 | mg/l | [54 empty] | 0.1 | l/s | [36 empty] | 250 | mg/l | [10 empty] | 10 | pH | 6 | pH | [18 empty] | 1000 | mg/l | [16 empty] | 43 | °C | [8 empty] | 0.1 | m³/d | [14 empty] | 1.5 | mg/l
HORNCASTLE STW | S01MPAMHORKA2 | Consent | Live | No | TECO-0214-2025 | Mortons Print and Mailing Limited | Newspaper House | Morton Way | Horncastle | Lincolnshire |  | LN9 6JR | 11/12/2025 | Used water consisting of diluted fount solution and ink residues arising from newspaper printing | Mortons Print and Mailing Limited | Newspaper House | Morton Way | Horncastle | Lincolnshire |  | LN9 6JR | the point of discharge from the Mann Press fount tray | Holmes Way, Horncastle | TF2644968460 | TF2644568405 | [54 empty] | 20000 | mg/l | [54 empty] | 0.1 | l/s | [48 empty] | 10 | pH | 6 | pH | [18 empty] | 500 | mg/l | [16 empty] | 43 | °C | [8 empty] | 0.1 | m³/d
HUNTINGDON (GODMANCHESTER) STW | S01JEWHUNTKA0 | Consent | Live | No | ACS 112 | Jewson 940 | 33 St. Peters Road | Huntingdon | Cambridgeshire |  |  | PE29 7DA | 22/10/2007 | Wastewaters, after passage via a suitably sized and maintained interceptor, from the external washing of vehicles and plant hire equipment. | Jewson Limited | Aldwych House | 81 Aldwych | London |  |  | WC2B 4HQ | at the sump after the interceptor and prior to discharge into the public foul sewer | at St. Peters Road | TL2359072900 | TL2362072810 | [54 empty] | 2000 | mg/l | [54 empty] | 0.15 | l/s | [36 empty] | 250 | mg/l | [10 empty] | 11 | pH | 6 | pH | [18 empty] | 1000 | mg/l | [8 empty] | 1000 | mg/l | [6 empty] | 45 | °C | [8 empty] | 0.5 | m³/d
HUNTINGDON (GODMANCHESTER) STW | S01HUNT004KA1 | Consent | Live | No | ACP 191 | Enterprise Rent-A-Car (U7 Gp, East Anglia) | 16 Stonehill | Stukeley Meadows Industrial Estate | Huntingdon | Cambridgeshire |  | PE29 6ED | 31/01/2005 | Wastewater from the valeting of rental vehicles. | Enterprise Rent-a-Car UK Limited | Enterprise House | Delta Way | Egham | Surrey |  | TW20 8RX | Not specified | Stonehill, Huntingdon. | TL2310073200 | TL2310073200 | [54 empty] | 2000 | mg/l | [54 empty] | 0.5 | l/s | [36 empty] | 100 | mg/l | [10 empty] | 10 | pH | 6 | pH | [18 empty] | 1000 | mg/l | [8 empty] | 1000 | mg/l | [6 empty] | 45 | °C | [8 empty] | 1.5 | m³/d
HUNTINGDON (GODMANCHESTER) STW | S01HUNTHCWKA | Consent | Live | No | ACV 149 | M H Sokoli | 16 Stukeley Road | Huntingdon | Cambridgeshire |  |  | PE29 6HQ | 01/10/2010 | Wastwaters arising from the external washing of vehicles | Muhanet Hazret Sokoli | 23 Hospital Way | Lewisham | London |  |  | SE13 6UF | at a point after the silt trap prior to discharging to the public foul sewer | at Stukeley Road, Huntingdon | TL2330072630 | TL2328072610 | [54 empty] | 2000 | mg/l | [54 empty] | 1 | l/s | [36 empty] | 250 | mg/l | [10 empty] | 11 | pH | 6 | pH | [18 empty] | 1000 | mg/l | [8 empty] | 1000 | mg/l | [6 empty] | 45 | °C | [8 empty] | 3 | m³/d
HUNTINGDON (GODMANCHESTER) STW | S01BREHENYKA1 | Consent | Live | No | ACZ 622 | J Breheny Contractors Ltd | 1 Chancellor Close | Huntingdon | Cambridgeshire |  |  | PE29 6EN | 20/12/2016 | Used water arising from the washing down of heavy plant machinery & tool equipment, after passage through interceptor and filter system. | Breheny Civil Engineering Limited | Flordon Road | Creeting St Mary | Needham Market | Ipswich |  | IP6 8NH | at the manhole after the three chamber interceptor located near the wash-down area. | at Chancellor Close | TL2332673137 | TL2331973108 | [54 empty] | 2500 | mg/l | [54 empty] | 1 | l/s | [36 empty] | 250 | mg/l | [10 empty] | 10 | pH | 6 | pH | [18 empty] | 1000 | mg/l | [16 empty] | 45 | °C | [8 empty] | 2 | m³/d
HUNTINGDON (GODMANCHESTER) STW | S0130FSCARKA | Consent | Live | No | ACZ 391 | FS Car Valeting Services | Wyevale Garden Centre Car Park | Banks End | Wyton | Huntingdon |  | PE28 2AA | 27/10/2015 | Used water from the external washing of vehicles only. | GFL Management Limited | Unit 1 Grange Way Business Park | Grange Way | Colchester |  |  | CO2 8HF | at a point prior to discharge to the public foul sewer | off Huntingdon Road at Bank End, Wyton, Huntingdon | TL2698057277 | TL2691372711 | [54 empty] | 2500 | mg/l | [54 empty] | 0.08 | l/s | [48 empty] | 11 | pH | 6 | pH | [18 empty] | 1000 | mg/l | [16 empty] | 45 | °C | [8 empty] | 1 | m³/d
HUNTINGDON (GODMANCHESTER) STW | S01CCCHUNTKA1 | Consent | Live | No | ACY 156 | Cambridgeshire County Council | Local Infrastructure & Street Mangemt. | Stanton Way | Huntingdon | Cambridgeshire |  | PE29 6PY | 11/11/2013 | Used waters arising from the external washing of local authority vehicles | Cambridgeshire County Council | Shire Hall | Castle Hill | Cambridge | Cambridgeshire |  | CB3 0AP | at a point in the pumping station wet well prior to discharge to the public foul sewer. | in Stukeley Road, Huntingdon | TL2335072920 | TL2324072670 | [54 empty] | 2500 | mg/l |  |  |  |  | 7000 | mg/l | [48 empty] | 3.6 | m³/hr | [36 empty] | 250 | mg/l | [10 empty] | 11 | pH | 6 | pH | [18 empty] | 1000 | mg/l | [8 empty] | 1000 | mg/l | [6 empty] | 45 | °C | [8 empty] | 5 | m³/d
HUNTINGDON (GODMANCHESTER) STW | S01COSSEY KA1 | Consent | Live | No | ACP 218 | The Dry Cleaning & Linen Centre | Unit 14 Halcyon Court | St. Margarets Way | Huntingdon | Cambridgeshire |  | PE29 6DG | 21/03/2005 | Cooling water from dry cleaning machine and boiler blowdown. | A J Cossey, P D M Thompson & S L Murphy | The Dry Cleaning & Linen Centre | Unit 14 Halcyon Court | St. Margarets Way | Huntingdon | Cambridgeshire | PE29 6DG | Not specified | St. Margarets Way, Huntingdon | TL2332073020 | TL2332073020 | [54 empty] | 2000 | mg/l | [54 empty] | 0.5 | m³/hr | [36 empty] | 100 | mg/l | [10 empty] | 10 | pH | 6 | pH | [18 empty] | 500 | mg/l | [8 empty] | 1000 | mg/l | [6 empty] | 45 | °C | [8 empty] | 2 | m³/d
HUNTINGDON (GODMANCHESTER) STW | S0130TRAVCKA | Direction | Live | No | ADT 159 | Petrol Filling Station | Stukeley Road | Huntingdon | Cambridgeshire |  |  | PE29 6HG | 01/11/2008 | Wastewater, following passage through an interceptor, from the external washing of vehicles. | The Occupier | Petrol Filling Station | Stukeley Road | Huntingdon | Cambridgeshire |  | PE29 6HG | at a point prior to discharge into the public foul sewer | at Stukeley Road | TL2300073150 | TL2302073150 | [54 empty] | 2000 | mg/l | [54 empty] | 1 | l/s | [36 empty] | 250 | mg/l | [10 empty] | 11 | pH | 6 | pH | [18 empty] | 1000 | mg/l | [8 empty] | 1000 | mg/l | [6 empty] | 45 | °C | [8 empty] | 15 | m³/d
HUNTINGDON (GODMANCHESTER) STW | S01ELLGARAKA | Direction | Live | No | ADZ 840 | Malthurst Retail Limited | A141 Hartford Junction | Hartford | Huntingdon |  |  | PE28 2DN | 01/12/2016 | Used water arising from the external washing of vehicles only. | Malthurst Petroleum Limited | Vincent House | 4 Grove Lane | Epping | Essex |  | CM16 4LH | at a point prior to discharging to the public foul sewer | at Owl Way, Huntingdon | TL2603073130 | TL2589072930 | [54 empty] | 2500 | mg/l | [54 empty] | 1 | l/s | [48 empty] | 11 | pH | 6 | pH | [18 empty] | 1000 | mg/l | [16 empty] | 45 | °C | [8 empty] | 5 | m³/d
HUNTINGDON (GODMANCHESTER) STW | S0130MYERSKA | Direction | Live | No | ADT 160 | Horatio Myer & Company Limited | Windover Road | Huntingdon | Cambridgeshire |  |  | PE29 7EF | 01/11/2008 | Wastewater, after passage via an interceptor, from the external washing of vehicles only. | Horatio Myer & Company Limited | Windover Road | Huntingdon | Cambridgeshire |  |  | PE29 7EF | at a point after the interceptor | at Windover Road, Huntingdon | TL2373073690 | TL2376073650 | [54 empty] | 2000 | mg/l | [54 empty] | 1 | m³/hr | [36 empty] | 250 | mg/l | [10 empty] | 11 | pH | 6 | pH | [18 empty] | 1000 | mg/l | [8 empty] | 1000 | mg/l | [6 empty] | 45 | °C | [8 empty] | 3 | m³/d
HUNTINGDON (GODMANCHESTER) STW | S0130GODSSKA | Direction | Live | No | ADT 158 | Petrol Filling Station | Cardinal Way | Godmanchester | Huntingdon | Cambridgeshire |  | PE29 2XN | 01/11/2008 | Wastewater, following passage via an interceptor, from the external washing of vehicles. | The Occupier | Petrol Filling Station | Cardinal Way | Godmanchester | Huntingdon | Cambridgeshire | PE29 2XN | at a point prior to discharge into the public foul sewer | at the inlet to Huntingdon wastewater treatment works | TL2558070440 | TL2558070440 | [54 empty] | 2000 | mg/l | [54 empty] | 1 | l/s | [36 empty] | 250 | mg/l | [10 empty] | 11 | pH | 6 | pH | [18 empty] | 1000 | mg/l | [8 empty] | 1000 | mg/l | [6 empty] | 45 | °C | [8 empty] | 10 | m³/d
HUNTINGDON (GODMANCHESTER) STW | S0130VICT KA | Direction | Live | No | ADW 262 | Glynwed Pipe Systems Limited | St. Peters Road | Huntingdon | Cambridgeshire |  |  | PE29 7DA | 01/05/2012 | Wastewaters arising from (i) the reverse osmosis plant, (ii) boiler blowdown and water softening plant, and (iii) aqueous degreasing | Glynwed Pipe Systems Limited | Walsall Road | Norton Canes | Cannock | Staffordshire |  | WS11 9NS | at a point prior to discharging to the public foul sewer | at St Peters Road, Huntingdon | TL2372073110 | TL2373073110 | [54 empty] | 500 | mg/l |  |  |  |  | 800 | mg/l | [48 empty] | 8 | m³/hr | [36 empty] | 250 | mg/l | [10 empty] | 10 | pH | 6 | pH | [18 empty] | 500 | mg/l | [8 empty] | 1000 | mg/l | [6 empty] | 45 | °C | [8 empty] | 60 | m³/d | [14 empty] | 1 | mg/l
HUNTINGDON (GODMANCHESTER) STW | S0130SMITHKA | Direction | Live | No | ADT 154 | Launderette | 13 Chequers Court | Huntingdon | Cambridgeshire |  |  | PE29 3NB | 01/11/2008 | Wastewater from the laundering and dry cleaning of clothes. | The Occupier | Launderette | 13 Chequers Court | Huntingdon | Cambridgeshire |  | PE29 3NB | at a point prior to discharge into the public foul sewer | at the Service Road, Chequers Court | TL2398071810 | TL2400071790 | [54 empty] | 2000 | mg/l | [54 empty] | 0.7 | m³/hr | [36 empty] | 100 | mg/l | [10 empty] | 11 | pH | 6 | pH | [18 empty] | 500 | mg/l | [8 empty] | 1000 | mg/l | [6 empty] | 45 | °C | [8 empty] | 6 | m³/d
HUNTINGDON (GODMANCHESTER) STW | S01AIMHIREKA1 | Direction | Live | No | ADP 95 | Aim Hire | Blackstone Road | Huntingdon | Cambridgeshire |  |  | PE18 6EF | 01/04/2008 | WASTEWATER FROM CLEANING OF VEHICLES. | Anglian Willhire Limited | Norflex House | 20 Allington Way | Darlington, Co. Durham |  |  | DL1 4DY | at a point prior to discharging to the public foul sewer | BLACKSTONE ROAD. | TL2324073260 | TL2324073260 | [54 empty] | 1000 | mg/l | [54 empty] | 1 | m³/hr | [36 empty] | 200 | mg/l | [10 empty] | 10 | pH | 6 | pH | [18 empty] | 500 | mg/l | [8 empty] | 1000 | mg/l | [6 empty] | 45 | °C | [8 empty] | 2 | m³/d
HUNTINGDON (GODMANCHESTER) STW | S01HUNPOOLKA | Direction | Live | No | ADU 482 | One Leisure Huntingdon | St. Peters School | St. Peters Road | Huntingdon | Cambridgeshire |  | PE29 7DA | 01/04/2010 | Wastewater from pool emptying and filter backwash operations. | Huntingdon District Council | Pathfinder House | St Mary's Street | Huntingdon | Cambridgeshire |  | PE29 3TN | at a point prior to discharge to the public foul sewer | at St Peters Road, Huntingdon | TL2370072630 | TL2359072770 | [54 empty] | 500 | mg/l | [10 empty] | 5 | mg/l | [42 empty] | 5 | m³/hr | [36 empty] | 250 | mg/l | [10 empty] | 10 | pH | 6 | pH | [18 empty] | 500 | mg/l | [8 empty] | 1000 | mg/l | [16 empty] | 15 | m³/d
HUNTINGDON (GODMANCHESTER) STW | S0130GATWYKA | Direction | Live | No | ADU 510 | Co-operative Group Ltd | Distribution Depot | Washingley Road | Huntingdon | Cambridgeshire |  | PE29 6SY | 01/04/2010 | Wastewater from the external washing of vehicles, and yard drainage from compactor area | The Co-operative Group Ltd | New Century House | Corporation Street | Manchester |  |  | M60 4ES | at a point prior to discharging to the public foul sewer | at Washingley Road, Huntingdon | TL2317074200 | TL2310074000 | [54 empty] | 2000 | mg/l | [54 empty] | 2 | m³/hr | [36 empty] | 250 | mg/l | [10 empty] | 11 | pH | 6 | pH | [18 empty] | 1000 | mg/l | [8 empty] | 1000 | mg/l | [6 empty] | 45 | °C | [8 empty] | 10 | m³/d
HUNTINGDON (GODMANCHESTER) STW | S0130PERHSKA | Direction | Live | No | ADZ 792 | PHS Washrooms | Lancaster Way | Ermine Business Park | Huntingdon |  |  | PE29 6XU | 01/11/2016 | Used waters from the cleaning of sanitary disposal units and the washing of vehicles. | Personal Hygiene Services Limited | Block B | Western Industrial Estate | Carephilly |  |  | CF83 1XH | at a point prior to discharge into the public foul sewer | at Lancaster Way | TL2287073720 | TL2291073680 | [54 empty] | 2000 | mg/l | [54 empty] | 1.4 | l/s | [48 empty] | 11 | pH | 6 | pH | [18 empty] | 1000 | mg/l | [16 empty] | 45 | °C | [8 empty] | 6 | m³/d
HUNTINGDON (GODMANCHESTER) STW | S01RMAIL KA | Direction | Live | No | ADU 166 | Royal Mail | Penfold Court | St.Peters Road | Huntingdon | Cambridgeshire |  | PE29 7AB | 01/10/2009 | Wastewater from the external washing of vehicles only. | Royal Mail Group Ltd | 100 Victoria Embankment | London |  |  |  | EC4Y 0HQ | at a point prior to the public foul sewer | at St Peters Road, Huntingdon | TL2378072920 | TL2370073000 | [54 empty] | 2000 | mg/l | [54 empty] | 1 | l/s | [36 empty] | 250 | mg/l | [10 empty] | 11 | pH | 6 | pH | [18 empty] | 1000 | mg/l | [8 empty] | 1000 | mg/l | [6 empty] | 45 | °C | [8 empty] | 3 | m³/d
HUNTINGDON (GODMANCHESTER) STW | S01HBRENALKA | Consent | Live | No | ACZ 447 | Hinchingbrooke Hospital | Renal Dialysis Unit | Hinchingbrooke Park | Huntingdon |  |  | PE29 6NT | 17/02/2016 | Used water arising from the disinfection of dialysis equipment, and dialysis fluid with purified water. | Hinchingbrooke Healthcare NHS Trust | Hinchingbrooke Hospital | Hinchingbrooke Park | Huntingdon | Cambridgeshire |  | PE29 6NT | at the manhole located in the courtyard, behind renal dialysis unit | at Snowdonia Road | TL2259872096 | TL2249371790 | [54 empty] | 2500 | mg/l | [54 empty] | 0.5 | l/s | [48 empty] | 10 | pH | 6 | pH | [18 empty] | 1000 | mg/l | [16 empty] | 45 | °C | [8 empty] | 20 | m³/d
HUNTINGDON (GODMANCHESTER) STW | S01HBENDOSKA | Consent | Live | No | ACZ 448 | Hinchingbrooke Hospital | Treatment Centre Endoscopy Suite | Hinchingbrooke Park Road | Huntingdon | Cambs |  | PE29 6NT | 17/02/2016 | Used waters arising from the disinfection and sterilisation of endoscopes. | Hinchingbrooke Healthcare NHS Trust | Hinchingbrooke Hospital | Hinchingbrooke Park Road | Huntingdon | Cambs |  | PE29 6NT | at the sampling tap, located in the endoscope cleaning room | at Snowdonia Road | TL2251672079 | TL2249371790 | [54 empty] | 2500 | mg/l | [54 empty] | 0.5 | l/s | [48 empty] | 10 | pH | 6 | pH | [18 empty] | 1000 | mg/l | [16 empty] | 45 | °C | [8 empty] | 20 | m³/d
HUNTINGDON (GODMANCHESTER) STW | S0130ENCOCKA1 | Consent | Live | No | TECO-0035-2018 | Encocam Limited | 22 Stonehill | Huntingdon | Cambridgeshire |  |  | PE29 6DR | 11/04/2018 | Discharge from oil/water separator fitted to an air compressor. | Encocam Limited | 5 Stukeley Business Centre | Blackstone Road | Huntingdon | Cambridgeshire |  | PE29 6EF | a point at the side of the factory prior to discharging to the public foul sewer | Stonehill, Huntingdon | TL2310573246 | TL2312073213 | [54 empty] | 2000 | mg/l | [54 empty] | 0.1 | l/s | [48 empty] | 10 | pH | 6 | pH | [18 empty] | 1000 | mg/l | [16 empty] | 45 | °C | [8 empty] | 0.025 | m³/d
HUNTINGDON (GODMANCHESTER) STW | S01ALCOIKOKA1 | Consent | Live | No | TECO-0069-2021 | Iko Insulations UK Limited | Pierson Road | The Enterprise Campus | Alconbury Weald | Huntingdon | Cambridgeshire | PE28 4YA | 14/04/2021 | Used water arising from air compressor and boiler condensate. | Iko Insulations UK Limited | Pierson Road | The Enterprise Campus | Alconbury Weald | Huntingdon |  | PE28 4YA | a point on site prior to the effluent being discharged to the public foul sewer | Vinegar Hill, Alconbury | TL1981577107 | TL1799577212 | [54 empty] | 2000 | mg/l | [54 empty] | 0.1 | l/s | [48 empty] | 10 | pH | 6 | pH | [18 empty] | 1000 | mg/l | [16 empty] | 43 | °C | [8 empty] | 0.07 | m³/d
HUNTINGDON (GODMANCHESTER) STW | S0130CAMDIKA | Direction | Live | No | TEDI-0164-2021 | Cambridge Display Technology Limited | Unit 3 | Cardinal Park | Cardinal Way | Godmanchester, Huntingdon |  | PE29 2XN | 17/11/2021 | Used water from microelectronic and chemistry research. | Cambridge Display Technology Limited | Unit 12 | Cardinal Park | Cardinal Way | Godmanchester, Huntingdon | Cambs | PE29 2XG | the inspection chamber inside the building | Cambridge Villas | TL2551070210 | TL2548070510 | [54 empty] | 1000 | mg/l | [54 empty] | 0.5 | l/s | [48 empty] | 10 | pH | 6 | pH | [18 empty] | 500 | mg/l | [16 empty] | 43 | °C | [8 empty] | 1 | m³/d
HUNTINGDON (GODMANCHESTER) STW | S0130CYTEDKA1 | Consent | Live | No | TECO-0003-2022 | Cyted Limited | 2 Falcon Road | Hinchingbrooke Business Park | Huntingdon |  |  | PE29 6FG | 17/03/2022 | Used waters, after neutralisation, arising from the the processing of human tissue after preservation in 10% formalin fixative. | Cyted Limited | First Floor | Victory House Vision Park | Chivers Way | Histon | Cambridge | CB24 9ZR | a point prior to discharge to the public foul sewer | Falcon Road, Huntingdon | TL2211772515 | TL2207772537 | [54 empty] | 10000 | mg/l | [54 empty] | 0.1 | l/s | [48 empty] | 10 | pH | 6 | pH | [18 empty] | 500 | mg/l | [16 empty] | 43 | °C | [8 empty] | 0.03 | m³/d
HUNTINGDON (GODMANCHESTER) STW | S0130XAARJKA | Direction | Live | No | TEDI-0059-2022 | Xaarjet Limited | Ermine Business Park | 1 Hurricane Close | Huntingdon | Cambridgeshire |  | PE29 6XX | 13/11/2023 | Used water arising from electroless nickel plating following effluent pre-treatment. | Xaarjet Limited | 3950 Cambridge Research Park | Waterbeach | Cambridge | Cambridgeshire |  | CB25 9PE | a point inside the factory at the effluent treatment plant | Hurricane Close, Huntingdon | TL2313073690 | TL2324073840 | [54 empty] | 1000 | mg/l | [54 empty] | 0.3 | l/s | [32 empty] | 0.5 | mg/l | [14 empty] | 10 | pH | 6 | pH | [18 empty] | 500 | mg/l | [8 empty] | 1000 | mg/l | [6 empty] | 43 | °C | [8 empty] | 8 | m³/d
HUNTINGDON (GODMANCHESTER) STW | S0130MAINLKA2 | Consent | Live | No | TECO-0172-2022 | Lil Packaging Limited | 13 Windover Road | Huntingdon | Cambridgeshire |  |  | PE29 7EB | 22/11/2022 | Used waters arising from the cleaning of printing equipment. | Lil Packaging Limited | 13 Windover Road | Huntingdon | Cambridgeshire |  |  | PE29 7EB | the filtration plant prior to the effluent being discharged to the public foul sewer | Windover Road, Huntingdon | TL2362473431 | TL2368473430 | [54 empty] | 3500 | mg/l | [16 empty] | 2 | mg/l | [36 empty] | 1 | l/s |  |  |  |  | 10 | mg/l | [42 empty] | 10 | pH | 6 | pH | [18 empty] | 1000 | mg/l |  |  |  |  | 1000 | mg/l | [10 empty] | 43 | °C | [8 empty] | 4 | m³/d
HUNTINGDON (GODMANCHESTER) STW | S01KRANGEFKA | Direction | Live | No | TEDI-0294-2022 | Kitchen Range Foods Limited | Kingfisher Way | Hinchingbrooke Business Park | Huntingdon | Cambridgeshire |  | PE29 6FJ | 29/11/2023 | Used water arising from (i) processing and cooking of vegetables, (ii) cooling water, and (iii) boiler blowdown. | Kitchen Range Foods Limited | Kingfisher Way | Hinchingbrooke Business Park | Huntingdon | Cambridgeshire |  | PE29 6FJ | the chamber close to the telephone kiosk, prior to discharging to the public foul sewer | Kingfisher Way, Huntingdon | TL2230072590 | TL2226072600 | [54 empty] | 4000 | mg/l |  |  |  |  | 1200 | mg/l | [48 empty] | 5.56 | l/s | [36 empty] | 250 | mg/l | [10 empty] | 10 | pH | 6 | pH | [18 empty] | 800 | mg/l | [16 empty] | 43 | °C | [8 empty] | 120 | m³/d
HUNTINGDON (GODMANCHESTER) STW | S0130WHEATKA1 | Consent | Live | No | TECO-0186-2022 | Wheatsheaf Brewery Ltd | 17 Halcyon Court | St Margaret's Way | Huntingdon | Cambridgeshire |  | PE29 6DG | 25/10/2022 | Used waters from the cleaning and sterilising of brewing equipment. | Wheatsheaf Brewery Ltd | 40 Wheatsheaf Road | Alconbury Weston | Huntingdon |  |  | PE28 4LF | a point within the premises prior to the beer being discharged to the public foul sewer | St Margaret's Way, Huntingdon | TL2335272978 | TL2330573007 | [54 empty] | 10000 | mg/l | [54 empty] | 1 | l/s | [48 empty] | 10 | pH | 6 | pH | [18 empty] | 1000 | mg/l | [16 empty] | 43 | °C | [8 empty] | 4 | m³/d
HUNTINGDON (GODMANCHESTER) STW | S0130HOTELKA | Direction | Live | No | TEDI-0254-2022 | Hotel Chocolat Limited | 3 Redwongs Way | Huntingdon |  |  |  | PE29 7HF | 21/04/2023 | Used water arising from the washing of plant and equipment used in the manufacture of chocolate. | Hotel Chocolat Limited | Mint House | Newark Close | Royston | Hertfordshire |  | SG8 5HL | the sampling tap near the bottom of the DAF plant located in the effluent treatment building at the rear of the factory | Redwongs Way, Huntingdon | TL2387073240 | TL2385073180 | [54 empty] | 7000 | mg/l | [54 empty] | 3 | l/s | [36 empty] | 250 | mg/l | [10 empty] | 10 | pH | 6 | pH | [18 empty] | 2000 | mg/l | [16 empty] | 43 | °C | [8 empty] | 45 | m³/d
HUNTINGDON (GODMANCHESTER) STW | S01MFSPOLIKA | Direction | Live | No | TEDI-0032-2023 | MFS Electroplating Company | Unit 4 | Clifton Road | Huntingdon | Cambridgeshire |  | PE18 7EJ | 05/09/2023 | Used waters arising from the following surface finishing processes: zinc electroplating, nickel electroplating (including electroless), anodising, alocrom and chemi-black. | Mr Mark A Johnson & Mr Neal D Johnson | T/A MFS Electroplating Company | Unit 4, Clifton Road | Huntingdon | Cambridgeshire |  | PE18 7EJ | a point after the effluent pre-treatment process | Clifton Road, Huntingdon | TL2376073320 | TL2371073290 | [54 empty] | 500 | mg/l | [54 empty] | 0.55 | l/s | [32 empty] | 1 | mg/l | [14 empty] | 10 | pH | 6 | pH | [18 empty] | 500 | mg/l | [16 empty] | 43 | °C | [8 empty] | 11 | m³/d | [14 empty] | 1 | mg/l
HUNTINGDON (GODMANCHESTER) STW | S0130TGCONKA1 | Consent | Live | No | TECO-0325-2023 | T G Convenience Stores Limited | Hemingford Service Station | London Road | St Ives | Cambridgeshire |  | PE27 5EU | 22/01/2024 | Used water, after passage via an interceptor, from the external washing of vehicles only. | T G Convenience Stores Limited | 3c Twyford Court | High Street | Dunmow | Essex |  | CM6 1AE | the inspection chamber downstream of the valeting area | London Road, Hemingford Grey, St Ives | TL3084670405 | TL3086170422 | [54 empty] | 2500 | mg/l | [54 empty] | 1 | l/s | [48 empty] | 11 | pH | 6 | pH | [18 empty] | 1000 | mg/l | [16 empty] | 43 | °C | [8 empty] | 4 | m³/d
HUNTINGDON (GODMANCHESTER) STW | S0130MMFLOKA1 | Consent | Live | No | TECO-0140-2024 | MM Flowers Limited | Pierson Road | The Enterprise Campus | Alconbury Weald | Huntingdon | PE28 4YA | PE28 4YA | 31/07/2024 | Used water arising from the holding of flowers in buckets. | MM Investment Holdings Limited | Aps Pierson Way, | The Enterprise Campus | Alconbury Weald | Huntingdon |  | PE28 4YA | the container/bucket holding the flowers prior to the effluent being discharged to the public foul sewer | Senliz Road, Alconbury | TL1983577038 | TL2093376423 | [54 empty] | 2500 | mg/l | [54 empty] | 1 | l/s | [48 empty] | 10 | pH | 6 | pH | [18 empty] | 1000 | mg/l | [16 empty] | 43 | °C | [8 empty] | 3 | m³/d
HUNTINGDON (GODMANCHESTER) STW | S0130CELLBKA | Direction | Live | Yes | TEDI-0165-2024 | Encocam Limited | 5 Stukeley Business Centre | Blackstone Road | Huntingdon | Cambridgeshire |  | PE29 6EF | 17/03/2025 | Used water arising from from acidic and alkaline cleaning of aluminium and laboratory activity chemical residue. | Encocam Limited | 5 Stukeley Business Centre | Blackstone Road | Huntingdon | Cambridgeshire |  | PE29 6EF | the v-notch inside the discharge tank at the rear of the factory | Blackstone Road, Huntingdon | TL2347073300 | TL2347073300 | [22 empty] | 100 | mg/l | [24 empty] | 0.1 | mg/l |  |  |  |  | 500 | mg/l | [16 empty] | 2.5 | mg/l | [36 empty] | 1.1 | l/s | [48 empty] | 10 | pH | 6 | pH | [18 empty] | 1000 | mg/l | [8 empty] | 1000 | mg/l | [6 empty] | 43 | °C | [8 empty] | 24 | m³/d
HUNTINGDON (GODMANCHESTER) STW | S0130ENTERKA1 | Consent | Live | No | TECO-0300-2024 | Enterprise Rent-A-Car UK | U14E- Enterprise rent a car | 10 Clifton Road | Huntingdon |  |  | PE29 7EJ | 30/01/2025 | Used water, after passage via an interceptor, from the external washing of vehicles only. | Enterprise Rent-A-Car UK Limited | Enterprise House | Vicarage Road | Egham |  |  | TW20 9FB | a point within the premises prior to the effluent being discharged to the public foul sewer | Clifton Road, Huntingdon | TL2378973477 | TL2380573491 | [54 empty] | 2500 | mg/l | [54 empty] | 0.2 | l/s | [48 empty] | 11 | pH | 6 | pH | [18 empty] | 1000 | mg/l | [16 empty] | 43 | °C | [8 empty] | 2 | m³/d
HUNTINGDON (GODMANCHESTER) STW | S01HILTONCKA2 | Consent | Live | No | TECO-0041-2025 | Hilton Meats Retail Group Limited | 2-8 The Interchange | Latham Road | Huntingdon | Cambridgeshire |  | PE29 6YE | 06/03/2025 | Used waters arising from the mincing and forming of meat and regeneration plant cooling waters. | Hilton Food Group Plc | 2-8 The Interchange | Latham Road | Huntingdon | Cambridgeshire |  | PE29 6YE | the chamber further down from the autosampling unit at Unit C next to the meat waste compactor | Latham Road, Huntingdon | TL2349073550 | TL2341073580 | [54 empty] | 2000 | mg/l |  |  |  |  | 1000 | mg/l | [48 empty] | 2.2 | l/s | [36 empty] | 250 | mg/l | [10 empty] | 10 | pH | 6 | pH | [8 empty] | 20 | mg/l | [8 empty] | 700 | mg/l | [16 empty] | 43 | °C | [8 empty] | 100 | m³/d
HUNTINGDON (GODMANCHESTER) STW | S0130TESCOKA1 | Consent | Live | No | TECO-0085-2025 | Sani Hand Car Wash Limited T/A Waves Car Wash | Tesco Store | Abbotts Ripton Road | Huntingdon | Cambridgeshire |  | PE28 2LA | 16/06/2025 | Used water, after passage via an interceptor, from the external washing of vehicles only. | Sani Hand Car Wash Limited T/A Waves Car Wash | 7 Hardy Close | Hartford | Huntingdon |  |  | PE29 1RR | a manhole after the car wash prior to the effluent entering the public foul sewer | Abbotts Ripton Road, Huntingdon | TL2411274308 | TL2401574187 | [54 empty] | 2500 | mg/l | [54 empty] | 0.5 | l/s | [48 empty] | 11 | pH | 6 | pH | [18 empty] | 1000 | mg/l | [16 empty] | 43 | °C | [8 empty] | 5 | m³/d
HUNTINGDON (GODMANCHESTER) STW | S01HILTONAKA1 | Consent | Live | No | TECO-0037-2025 | Hilton Meats Retail Limited | 2-8 The Interchange | Latham Road | Huntingdon | Cambridgeshire |  | PE29 6YE | 06/03/2025 | Used water arising from the washdown of food processing and packaging production lines. | Hilton Food Group Plc | 2-8 The Interchange | Latham Road | Huntingdon | Cambridgeshire |  | PE29 6YE | the inspection chamber in front of the autosampling unit next to the effluent treatment plant building | Latham Road, Huntingdon | TL2340073660 | TL2341073660 | [54 empty] | 6000 | mg/l |  |  |  |  | 1000 | mg/l | [48 empty] | 2.2 | l/s | [36 empty] | 250 | mg/l | [10 empty] | 10 | pH | 6 | pH | [8 empty] | 50 | mg/l | [8 empty] | 1000 | mg/l | [16 empty] | 43 | °C | [8 empty] | 150 | m³/d
HUNTINGDON (GODMANCHESTER) STW | S0130HIRENKA1 | Consent | Live | No | TECO-0030-2025 | Welfare Hire Nationwide Limited | Glebe Road | Huntingdon | Cambridgeshire |  |  | PE29 7DL | 25/03/2025 | Used water, after passage via an interceptor, from the external washing of vehicles only. | Welfare Hire Nationwide Limited | Unit F, Trident Park | Rosie Road | Normanton | England |  | WF6 1ZB | a point near wash bay within the premises prior to the effluent entering the public foul sewer | Glebe Road, Huntingdon | TL2399073700 | TL2392573677 | [54 empty] | 2500 | mg/l | [54 empty] | 1 | l/s | [48 empty] | 11 | pH | 6 | pH | [18 empty] | 1000 | mg/l | [16 empty] | 43 | °C | [8 empty] | 0.2 | m³/d
HUNTINGDON (GODMANCHESTER) STW | S0130FIRSTKA | Direction | Live | No | TEDI-0137-2025 | GPI Cambridge Limited | Cardinal Way Industrial Park (Cohort/Centurion Way) | Godmanchester | Huntingdon | Cambridgeshire |  | PE29 2XN | 10/12/2025 | Used waters arising from the washing of equipment used in the manufacture of packaging, containing residues of glue and printing inks. | GPI Cambridge Limited | C/O Csc Cls (Uk) Limited | 5 Churchill Place | 10th Floor | London |  | E14 5HU | the point of discharge from the printing washroom, prior to discharging to the foul sewer | A1198 Roundabout, Godmanchester | TL2578070080 | TL2548070510 | [54 empty] | 4000 | mg/l | [54 empty] | 0.4 | l/s | [48 empty] | 10 | pH | 6 | pH | [18 empty] | 1000 | mg/l | [16 empty] | 43 | °C | [8 empty] | 0.1 | m³/d
HUNTINGDON (GODMANCHESTER) STW | S01GODMANCKA | TE agreement | Live | No | TEAG-0001-2026 | Godmanchester Landfill Site | Adjacent to A14 | Cow Lane | Godmanchester | Huntingdon | Cambridgeshire | PE29 2EJ | 03/03/2026 | Leachate from a closed refuse landfill. | Cambridgeshire County Council | New Shire Hall | Emery Crescent | Enterprise Campus | Alconbury Weald | Huntingdon | PE28 4YE | the underground holding tank at the closed landfill site indicated as point x on the plan attached to this agreement. | the inlet to Huntingdon WRC | TL2624070890 | TL2617071030 | [24 empty] | 800 | mg/l | [6 empty] | 0.5 | µg/l | [20 empty] | 1000 | mg/l |  |  |  |  | 2000 | mg/l | [48 empty] | 6 | l/s |  |  |  |  | 90 | mg/l | [42 empty] | 10 | pH | 6 | pH |  |  |  |  | 1 | mg/l | [12 empty] | 500 | mg/l | [8 empty] | 1000 | mg/l | 1 | mg/l |  |  |  |  | 43 | °C | [8 empty] | 18 | m³/d
HUNTINGDON (GODMANCHESTER) STW | S01AMFRESHKA2 | Consent | Live | No | TECO-0037-2026 | AMFresh UK Limited | Fusion House | Enterprise Campus | Huntingdon | Alconbury Weald |  | PE28 4YA | 27/03/2026 | Used water arising from washing of equipment, trays and general cleaning. | AMFresh UK Limited | Riley House, Unit 6 | Forli Strada | Alwalton | Peterborough |  | PE7 3HH | the access chamber in the middle of the drain channel in the wash room | Alconbury Airfield SP | TL1965276827 | TL2185176188 | [54 empty] | 5000 | mg/l | [54 empty] | 1 | l/s | [48 empty] | 11 | pH | 6 | pH | [18 empty] | 1000 | mg/l | [16 empty] | 43 | °C | [8 empty] | 16.4 | m³/d
IMMINGHAM STW | S01ACX183GKA | Consent | Live | No | ACX 183 | G B Oils Limited | Netherlands Way | Kiln Lane Industrial Estate | Stallingborough | Grimsby |  | DN41 8DF | 11/02/2013 | Wastewater from the external washing of vehicles only. | G B Oils Limited | 302 Bridgewater Place | Birchwood Park | Birchwood | Warrington, Cheshire |  | WA3 6XG | at the manhole serving the carwash, prior to discharging to the public foul sewer | at Netherlands Way, Stallingborough | TA2068014060 | TA2082013960 | [54 empty] | 2500 | mg/l | [54 empty] | 5 | l/s | [36 empty] | 250 | mg/l | [10 empty] | 11 | pH | 6 | pH | [18 empty] | 1000 | mg/l | [8 empty] | 1000 | mg/l | [6 empty] | 45 | °C | [8 empty] | 3 | m³/d
IMMINGHAM STW | S01ACY122NKA | Consent | Live | No | ACY 122 | Northside Truck & Van | Kiln Lane | Stallingborough | Lincolnshire |  |  | DN41 8DW | 11/10/2013 | Treated used waters arising from the external washing of vehicles | Northside Truck & Van Limited | Wilson Road Garage | Newhouse | Motherwell | Lanarkshire |  | ML1 5NB | at the outlet from the last manhole after the interceptor prior to discharge to the foul sewer | in Osbourne Road, Stallingborough | TA2077013820 | TA2080013730 | [54 empty] | 2500 | mg/l | [54 empty] | 2 | l/s | [36 empty] | 250 | mg/l | [10 empty] | 11 | pH | 6 | pH | [18 empty] | 1000 | mg/l | [8 empty] | 1000 | mg/l | [6 empty] | 45 | °C | [8 empty] | 1.5 | m³/d
IMMINGHAM STW | S01ACU95 KA | Consent | Live | No | ACU 95 | East Trans | Trondheim Way | Stallingborough | Grimsby | N E Lincolnshire |  | DN41 8FD | 09/09/2009 | Wastewater from livery washing of Heavy Goods Vehicles only. | East Transportation Limited | Trondheim Way | Stallingborough | Grimsby | N E Lincolnshire |  | DN41 8FD | at a point after pre-treatment at lorry wash | at Trondheim Way, Stallingborough | TA2058013830 | TA2053013790 | [54 empty] | 2000 | mg/l | [54 empty] | 3.2 | m³/hr | [36 empty] | 250 | mg/l | [10 empty] | 11 | pH | 6 | pH | [18 empty] | 1000 | mg/l | [8 empty] | 1000 | mg/l | [6 empty] | 45 | °C | [8 empty] | 3.2 | m³/d
IMMINGHAM STW | S01ACZ482KKA | Consent | Live | No | ACZ 482 | Knauf (UK) GMBH Immingham | Queens Road | Immingham | N E Lincolnshire |  |  | DN40 1QT | 31/10/2016 | Used water from the washdown of process equipment at plasterboard manufacturing point and run off from forming station. | Knauf (UK) GMBH | Kemsley Fields Business Park | Sittingbourne | Kent |  |  | ME9 8SR | at manhole MH 2.2 located after the interceptor | at Kings Road, Immingham | TA1984714977 | TA1986014921 | [54 empty] | 2000 | mg/l | [54 empty] | 1 | l/s | [48 empty] | 12 | pH | 6 | pH | [18 empty] | 1000 | mg/l | [8 empty] | 1000 | mg/l | [6 empty] | 45 | °C | [8 empty] | 5 | m³/d
IMMINGHAM STW | S01ACV153CKA | Consent | Live | No | ACV 153 | S L D Pumps and Power | Scandinavian Way | Stallingborough | North East Lincolnshire |  |  | DN41 8DT | 01/10/2010 | Wastewaters arising from washing and steam cleaning of plant hire equipment | Carrier Rental Systems (UK) Limited | Ailsa Road | Irvine Industrial Estate | Irvine | Ayrshire, Scotland |  | KA12 8LL | at a point after the final interceptor chamber prior to discharging to the public foul sewer | at Scandinavian Way, Stallingborough | TA2088014230 | TA2095014250 | [54 empty] | 2000 | mg/l | [54 empty] | 0.3 | m³/hr | [36 empty] | 250 | mg/l | [10 empty] | 10 | pH | 6 | pH | [18 empty] | 1000 | mg/l | [8 empty] | 1000 | mg/l | [6 empty] | 45 | °C | [8 empty] | 0.3 | m³/d
IMMINGHAM STW | S01IMMPOOLKA | Direction | Live | No | ADW 195 | Immingham Swimming Pool | Princess Street, Immingham | North East Lincolnshire |  |  |  | DN40 1LN | 01/03/2012 | Wastewater from the filter backwashing process and periodic drain-down of swimming pool contents. | Sports and Leisure Management Limited | Bedford House, 1 Regal Lane | Soham, Ely | Cambridgeshire |  |  | CB7 5BA | at a point prior to discharge into the public foul sewer | at Princess Street | TA1835014560 | TA1833014550 | [54 empty] | 1000 | mg/l | [10 empty] | 5 | mg/l | [42 empty] | 13 | m³/hr | [36 empty] | 250 | mg/l | [10 empty] | 10 | pH | 6 | pH | [18 empty] | 1000 | mg/l | [8 empty] | 1000 | mg/l | [6 empty] | 45 | °C | [8 empty] | 13 | m³/d
IMMINGHAM STW | S01442TSSLKA | Direction | Live | Yes | ADW 259 | Isotank Depot Services Limited | Pelham Industrial Estate | Manby Road | Immingham | North East Lincolnshire |  | DN40 2DW | 01/07/2012 | Wastewater from internal and external tanker washing operations. | Isotank Depot Services Limited | Limerick Road | Dormanstown | Redcar | Cleveland |  | TS10 5JU | at the point the flow passes over the v-notch in tank | at Manby Road | TA1875015570 | TA1858015380 |  |  | 500 | µg/l | [20 empty] | 50 | mg/l | [28 empty] | 8000 | mg/l | [12 empty] | 0.5 | mg/l |  |  | 1 | mg/l |  |  |  |  | 1 | mg/l | 5 | mg/l | [28 empty] | 6 | l/s | [10 empty] | 1 | mg/l | [8 empty] | 0.0025 | mg/l | [10 empty] | 0.5 | mg/l |  |  | 250 | mg/l | [10 empty] | 11 | pH | 6 | pH | [18 empty] | 1000 | mg/l | [8 empty] | 1000 | mg/l | 2 | mg/l |  |  |  |  | 45 | °C | [8 empty] | 132 | m³/d | [14 empty] | 2.5 | mg/l
IMMINGHAM STW | S01IMMTANKKA | Direction | Live | Yes | ADW 296 | Tankwash Immingham | Middleplatt Road | Immingham | North East Lincolnshire |  |  | DN40 1AH | 01/08/2012 | Wastewaters, after treatment, from the internal and external washing of tankers. | Immingham Tankwash Limited | Middleplatt Road | Immingham | North East Lincolnshire |  |  | DN40 1AH | at the IBC after the interceptors and filter system | at Middleplatt Road | TA1939015280 | TA1935015260 | [24 empty] | 50 | mg/l | [6 empty] | 1 | µg/l | [20 empty] | 5000 | mg/l | [12 empty] | 2 | mg/l |  |  | 1.5 | mg/l |  |  |  |  | 1 | mg/l | 1 | mg/l | [28 empty] | 3.5 | m³/hr | [10 empty] | 0.5 | mg/l | [8 empty] | 0.0015 | mg/l |  |  | 1 | mg/l | [6 empty] | 2.5 | mg/l |  |  | 250 | mg/l | [10 empty] | 10 | pH | 6 | pH | [16 empty] | 1 | µg/l | 1000 | mg/l |  |  | 3 | mg/l |  |  |  |  | 1000 | mg/l | 2 | mg/l |  |  |  |  | 45 | °C | [8 empty] | 45 | m³/d | [14 empty] | 2 | mg/l
IMMINGHAM STW | S01NCB35CLKA | Direction | Live | No | ADW 333 | Clayden Engineering Limited | Scandinavian Way, Kiln Lane | Stallingborough | Grimsby | North East Lincolnshire |  | DN41 8DU | 01/06/2012 | Wastewaters from the washing of commercial vehicles trailers & containers. | Clayden Engineering Limited | Scandinavian Way | Stallingborough | Immingham | North East Lincolnshire |  | DN41 8DU | at the lightweight manhole in concrete situated to left and near building when accessing the site. | at a point on the corner of Scandinavian Way & Europa Way, via private sewer. | TA2079014110 | TA2096214232 | [54 empty] | 2500 | mg/l | [16 empty] | 3 | mg/l | [36 empty] | 2 | m³/hr | [36 empty] | 250 | mg/l | [10 empty] | 11 | pH | 6 | pH | [18 empty] | 1000 | mg/l | [8 empty] | 1000 | mg/l | [6 empty] | 45 | °C | [8 empty] | 20 | m³/d | [14 empty] | 5 | mg/l
IMMINGHAM STW | S01NCB23RVKA | Direction | Live | No | ADT 205 | George Revill (Haulage) Limited | Plot J | Kiln Lane Industrial Estate | Stallingborough | North East Lincolnshire |  | DN37 8DW | 01/12/2008 | Waste waters from the external washing of commercial vehicles | George Revill (Haulage) Limited | Plot J | Kiln Lane Industrial Estate | Stallingborough | North East Lincolnshire |  | DN37 8DW | at a point after the interceptor and prior to discharging to the public foul sewer | at the rear of the premises between Scandinavian Way & Kiln Lane | TA2086014000 | TA2085014010 | [54 empty] | 2000 | mg/l | [54 empty] | 1 | m³/hr | [36 empty] | 250 | mg/l | [10 empty] | 10 | pH | 6 | pH | [18 empty] | 1000 | mg/l | [8 empty] | 1000 | mg/l | [6 empty] | 45 | °C | [8 empty] | 8 | m³/d
IMMINGHAM STW | S01NCC32TFKA | Direction | Live | No | ADV 175 | North East Truck & Van (Immingham) Limited | Manby Road | Immingham | North East Lincolnshire |  |  | DN40 2LJ | 01/11/2010 | Wastewater from the livery washing and also steam cleaning of vehicles and vehicle parts. | North East Truck & Van (Immingham) Limited | Cowpen Bewley Road | Haverton Hill | Billingham |  |  | TS23 4EX | at the manhole (third in line) nearest the main road on frontage near N.E. Truck & Van sign | at Manby Road | TA1841015640 | TA1839015640 | [54 empty] | 2000 | mg/l | [54 empty] | 3 | m³/hr | [36 empty] | 250 | mg/l | [10 empty] | 11 | pH | 6 | pH | [18 empty] | 1000 | mg/l | [8 empty] | 1000 | mg/l | [6 empty] | 45 | °C | [8 empty] | 15 | m³/d
IMMINGHAM STW | S01ACO162 KA | Direction | Live | No | ADZ 594 | Crossroads Truck & Bus | Kiln Lane Industrial Estate | Stallingborough, Grimsby | North East Lincolnshire |  |  | DN41 8DL | 01/06/2016 | Used waters from commercial vehicle washing and from compressor. | Crossroads Truck & Bus Limited | Crossroads Truck & Bus | Pheasant Drive | Birstall, Batley | West Yorkshire |  | WF17 9LR | at a point prior to discharge into public sewer | at Beels Road | TA2062013730 | TA2062013730 | [54 empty] | 2500 | mg/l | [54 empty] | 0.5 | l/s | [48 empty] | 11 | pH | 6 | pH | [18 empty] | 1000 | mg/l | [16 empty] | 45 | °C | [8 empty] | 5 | m³/d
IMMINGHAM STW | S01ACV236 KA | Consent | Live | No | ACV 236 | BSB Transport Limited | Trondheim Way | Redwood Park Estate | Stallingborough | Grimsby | Lincolnshire | DN41 8FD | 31/03/2011 | Treated wastewater arising from the external cleaning of road vehicles only. | BSB Transport Limited | Trondheim Way | Redwood Park Estate | Stallingborough | Grimsby | Lincolnshire | DN41 8FD | at the split manhole situated after 3 stage interceptor, prior to discharge to the public foul sewer. | at Trondheim Way, Stallingborough | TA2049013800 | TA2051013790 | [54 empty] | 2500 | mg/l | [54 empty] | 1 | m³/hr | [36 empty] | 250 | mg/l | [10 empty] | 11 | pH | 6 | pH | [18 empty] | 1000 | mg/l | [8 empty] | 1000 | mg/l | [6 empty] | 45 | °C | [8 empty] | 5 | m³/d
IMMINGHAM STW | S01SMETIMMKA1 | Consent | Live | No | TECO-0100-2018 | Stokesley Metals Limited | Plot H | Netherlands Way | Stallingborough | Grimsby | NE Lincolnshire | DN41 8DF | 19/11/2018 | Contaminated surface water run off discharged to foul sewer via an oil interceptor from a scrap metal/End of Life Vehicle facility. | Stokesley Metals Limited | Huckers Yard | Unit 6 | Netherlands Way | Stallingborough, Grimsby | NE Lincolnshire | DN41 8DF | a manhole immediately downstream of the oil interceptor | Netherlands Way | TA2081913726 | TA2082613936 | [54 empty] | 3000 | mg/l | [54 empty] | 10 | l/s | [36 empty] | 250 | mg/l | [10 empty] | 6 | pH | 10 | pH | [18 empty] | 1000 | mg/l | [8 empty] | 1000 | mg/l | [6 empty] | 45 | °C | [8 empty] | 6 | m³/d
IMMINGHAM STW | S01SARMIMMKA1 | Consent | Live | No | TECO-0034-2020 | S.A.R. Metals Limited | Phoenix House | Manby Road, Immingham | N E Lincolnshire |  |  | DN40 2LG | 28/05/2020 | Contaminated surface water run-off from an End of Life Vehicle depollution storage area, after passage through an oil interceptor. | S.A.R. Metals Limited | Unit 1 Pelham Industrial Estate | Manby Road, Immingham | NE Lincolnshire |  |  | DN40 2LF | a point downstream of the oil interceptor | Manby Road | TA1832815557 | TA1841915613 | [54 empty] | 2000 | mg/l | [54 empty] | 5 | l/s | [36 empty] | 250 | mg/l | [10 empty] | 10 | pH | 6 | pH | [18 empty] | 1000 | mg/l | [16 empty] | 43.3 | °C | [8 empty] | 10 | m³/d
IMMINGHAM STW | S01WSGLIMMKA1 | Consent | Live | No | TECO-0009-2021 | WSG Industrial Services UK Limited | Queens Road | Immingham | NE Lincolnshire |  |  | DN40 1QR | 18/01/2021 | Used water arising from the cleaning and operation of vacuum tankers. | WSG Industrial Services UK Limited | Unit B, Rosie Road | Normanton | West Yorkshire |  |  | WF6 1ZB | the manhole after the interceptors, prior to discharge to the public foul sewer | Queens Road | TA2014914835 | TA2011014748 | [54 empty] | 3000 | mg/l | [54 empty] | 2 | l/s | [48 empty] | 10 | pH | 6 | pH | [18 empty] | 1000 | mg/l | [16 empty] | 43 | °C | [8 empty] | 4 | m³/d
IMMINGHAM STW | S01ACHLIMMKA1 | Consent | Live | No | TECO-0016-2021 | Ainscough Crane Hire Limited - Immingham Depot | Pelham Industrial Estate | Manby Road, Immingham | NE Lincolnshire |  |  | DN40 2DW | 08/02/2021 | Used water, after passage via an interceptor, from the external washing of vehicles only. | Ainscough Crane Hire Limited | Bradley Hall, Bradley Lane | Standish, Wigan | Lancashire |  |  | WN6 0XQ | the manhole downstream the oil interceptor and prior to the public foul sewer | Hall Park Road | TA1876815445 | TA1875115445 | [54 empty] | 2500 | mg/l | [54 empty] | 1 | l/s | [48 empty] | 11 | pH | 6 | pH | [18 empty] | 1000 | mg/l | [16 empty] | 43 | °C | [8 empty] | 4 | m³/d
IMMINGHAM STW | S01ABPCIMMKA1 | Consent | Live | No | TECO-0070-2021 | Associated British Ports - Border Control Post | Queens Road | Immingham | NE Lincolnshire |  |  | DN40 1QN | 04/05/2021 | Used waters from the washdown of internal storage areas for the inspection of import/export fresh and frozen food and plant products after passage via a silt trap. | Associated British Ports | 25 Bedford Street | London |  |  |  | WC2E 9ES | a point located downstream of the underground holding tank and prior to connection to the public foul sewer | Queens Road | TA2059915015 | TA2051114884 | [54 empty] | 3000 | mg/l | [54 empty] | 2 | l/s | [36 empty] | 250 | mg/l | [10 empty] | 10 | pH | 6 | pH | [18 empty] | 1000 | mg/l | [16 empty] | 43 | °C | [8 empty] | 20 | m³/d
IMMINGHAM STW | S01BVUKIMMKA1 | Consent | Live | No | TECO-0138-2021 | Bureau Veritas Commodities UK Limited | Unit 7 Prince William Drive | Queens Road | Immingham |  |  | DN40 1QR | 16/08/2021 | Used waters from petroleum testing laboratory, after petroleum & other hazardous chemicals removed (Laboratory Pipe 1). | Bureau Veritas Commodities UK Limited | Suite 206 Fort Dunlop | Fort Parkway | Birmingham |  |  | B24 9FD | Laboratory pipe 1 prior to discharging to the public foul sewer | Queens Road | TA2004914838 | TA2003014803 | [54 empty] | 1500 | mg/l | [54 empty] | 2 | l/s | [36 empty] | 250 | mg/l | [10 empty] | 10 | pH | 6 | pH | [18 empty] | 1000 | mg/l | [8 empty] | 1000 | mg/l | [6 empty] | 43 | °C | [8 empty] | 5 | m³/d
IMMINGHAM STW | S01BVUKIMMKA2 | Consent | Live | No | TECO-0139-2021 | Bureau Veritas Commodities UK Limited | Unit 7 Prince William Drive | Queens Road | Immingham |  |  | DN40 1QR | 16/08/2021 | Used waters from petroleum testing laboratory, after petroleum & other hazardous chemicals removed (Laboratory Pipe 2). | Bureau Veritas Commodities UK Limited | Suite 206 Fort Dunlop | Fort Parkway | Birmingham |  |  | B24 9FD | Laboratory pipe 2 prior to discharging to the public foul sewer | Queens Road | TA2005214842 | TA2003014803 | [54 empty] | 1500 | mg/l | [54 empty] | 2 | l/s | [36 empty] | 250 | mg/l | [10 empty] | 10 | pH | 6 | pH | [18 empty] | 1000 | mg/l | [8 empty] | 1000 | mg/l | [6 empty] | 43 | °C | [8 empty] | 5 | m³/d
IMMINGHAM STW | S01BVUKIMMKA3 | Consent | Live | Yes | TECO-0140-2021 | Bureau Veritas Commodities UK Limited | Unit 7 Prince William Drive | Queens Road | Immingham |  |  | DN40 1QR | 16/08/2021 | Used waters from petroleum testing laboratory automatic bottle washer. | Bureau Veritas Commodities UK Limited | Suite 206 Fort Dunlop | Fort Parkway | Birmingham |  |  | B24 9FD | the effluent pipe from the bottle washer at the rear of the building | Queens Road | TA2005614850 | TA2003014803 | [48 empty] | 0.1 | mg/l |  |  |  |  | 1500 | mg/l | [54 empty] | 2 | l/s | [20 empty] | 0.01 | mg/l | [14 empty] | 250 | mg/l | [10 empty] | 10 | pH | 6 | pH | [18 empty] | 1000 | mg/l | [8 empty] | 1000 | mg/l | [6 empty] | 43 | °C | [8 empty] | 1.2 | m³/d
IMMINGHAM STW | S01BVUKIMMKA4 | Consent | Live | No | TECO-0167-2021 | Bureau Veritas Commodities UK Limited | Unit 7 Prince William Drive | Queens Road | Immingham |  |  | DN40 1QR | 16/08/2021 | Used water, after passage via an interceptor, from the external washing of vehicles only. | Bureau Veritas Commodities UK Limited | Suite 206 Fort Dunlop | Fort Parkway | Birmingham |  |  | B24 9FD | the inspection chamber downstream of the interceptor prior to discharging to the public foul sewer | Queens Road | TA2006614861 | TA2003014803 | [54 empty] | 2500 | mg/l | [54 empty] | 2 | l/s | [48 empty] | 11 | pH | 6 | pH | [18 empty] | 1000 | mg/l | [16 empty] | 43 | °C | [8 empty] | 2 | m³/d
IMMINGHAM STW | S01BCAVIMMKA1 | Direction | Live | No | TEDI-0176-2022 | BCA Vehicle Services Limited | Kiln Lane | Stallingborough | Grimsby | NE Lincolnshire |  | DN41 8DQ | 28/07/2022 | Used water, after passage via an interceptor, from the external washing of vehicles and floor washing only. | BCA Vehicle Services Limited | Headway House | Crosby Way | Farnham | Surrey |  | GU9 7XG | a point prior to connecting with the public foul sewer | Junction of Kiln Lane and Europa Way | TA2123513702 | TA2112214025 | [54 empty] | 2500 | mg/l | [54 empty] | 1 | l/s | [48 empty] | 11 | pH | 6 | pH | [18 empty] | 1000 | mg/l | [16 empty] | 43 | °C | [8 empty] | 10 | m³/d
IMMINGHAM STW | S01PEGOIMMKA1 | Consent | Live | No | TECO-0152-2023 | Immingham Community Recycling Centre | Queens Road | Immingham | NE Lincolnshire |  |  | DN40 1QR | 14/07/2023 | Contaminated surface water run off from a civic amenity recycling site, after passage through a full retention separator. | Paprec Energies Grimsby Operations Limited | Integrated Waste Management Facility, | South Marsh Road, | Stallingborough | NE Lincolnshire |  | DN41 8BZ | a point after the final chamber of the interceptor, prior to discharging to the public foul sewer | Queens Road, Immingham | TA2038614779 | TA2036914809 | [54 empty] | 2000 | mg/l | [54 empty] | 1 | l/s | [36 empty] | 250 | mg/l | [10 empty] | 10 | pH | 6 | pH | [18 empty] | 1000 | mg/l | [16 empty] | 43 | °C | [8 empty] | 0.5 | m³/d
IMMINGHAM STW | S01ACT158 KA | Direction | Live | Yes | TEDI-0170-2023 | Endotec Limited | Unit E Manby Hall Business Park | Hall Park Road | Immingham | NE Lincolnshire |  | DN40 2LT | 29/12/2023 | Used water arising from the pressure testing of valves and vessels. | Endotec Limited | Unit E Manby Hall Business Park | Hall Park Road | Immingham | NE Lincolnshire |  | DN40 2LT | the agreed trade effluent discharge point, prior to discharging to the public foul sewer. | Hall Park Road, Immingham | TA1877015350 | TA1858915870 | [48 empty] | 0.1 | mg/l |  |  |  |  | 100 | mg/l | [54 empty] | 0.5 | l/s |  |  |  |  | 20 | mg/l | [42 empty] | 10 | pH | 6 | pH | [18 empty] | 200 | mg/l | [16 empty] | 43 | °C | [8 empty] | 0.5 | m³/d
IMMINGHAM STW | S01GBATIMMKA1 | Consent | Live | No | TECO-0015-2024 | GBA ATC2 | Osborne Road | Stallingborough | Grimsby | NE Lincolnshire |  | DN41 8DG | 26/02/2024 | Used water, after passage via an interceptor, from the external washing of vehicles only. | GBA Technical Services Limited | Meridian House | Alexandra Dock North | Grimsby | NE Lincolnshire |  | DN31 3UA | a point prior to connecting with the public foul sewer | Osborne Road | TA2097013539 | TA2090213642 | [54 empty] | 2500 | mg/l | [54 empty] | 0.5 | l/s | [48 empty] | 11 | pH | 6 | pH | [18 empty] | 1000 | mg/l | [16 empty] | 43 | °C | [8 empty] | 0.8 | m³/d
IMMINGHAM STW | S01IMMI000KA1 | Consent | Live | No | TECO-0083-2026 | Integrated Waste Management Limited | Immingham Landfill | Queens Road | Immingham | Lincolnshire |  | DN40 1QR | 02/04/2026 | Treated landfill leachate (permeate) from a reverse osmosis treatment plant. | Integrated Waste Management Limited | 3 Sidings Court | White Rose Way | Doncaster |  |  | DN4 5NU | the tap downstream of the RO treatment plant | Queens Road | TA1999714401 | TA2029414767 | [54 empty] | 500 | mg/l | [54 empty] | 2 | l/s | [48 empty] | 10 | pH | 6 | pH | [18 empty] | 250 | mg/l | [16 empty] | 43 | °C | [8 empty] | 100 | m³/d
INGATESTONE STW | S01INGPOOLKA1 | Consent | Live | No | TECO-0188-2023 | Greenwoods Hotel and Spa | Stock Road | Stock | Ingatestone | Essex |  | CM4 9BE | 24/07/2023 | Used water from the filter backwashing process and periodic drain-down of swimming pool contents. | Greenwoods Hotel Management Ltd T/A Greenwoods Hotel and Spa | Blue House Farm Office | Brentwood Road | West Horndon | Essex |  | CM13 3LX | the main plant room near the dosing system | Stock Road, Stock | TQ6932099226 | TQ6934399154 | [54 empty] | 1000 | mg/l | [10 empty] | 5 | mg/l | [42 empty] | 3.5 | l/s | [48 empty] | 10 | pH | 6 | pH | [18 empty] | 1000 | mg/l | [16 empty] | 43 | °C | [8 empty] | 7 | m³/d
INGOLDISTHORPE STW | S01INGOPOLKA1 | Consent | Live | No | ACZ 696 | Dersingham Police Station | 43 Manor Road | Dersingham | Kings Lynn |  |  | PE31 6JH | 29/06/2017 | Used waters from vehicle washing. | Norfolk Constabulary | Jubilee House | Falconers Case | Wymondham | Norfolk |  | NR18 0WW | at inspection chamber prior to discharge to foul sewer | at Manhole 0801 in Manor Road, Dersingham | TF6902129916 | TF6901629883 | [54 empty] | 2500 | mg/l | [54 empty] | 0.5 | l/s | [48 empty] | 11 | pH | 6 | pH | [18 empty] | 1000 | mg/l | [16 empty] | 45 | °C | [8 empty] | 1 | m³/d
INGOLDMELLS STW | S01INGBBASKA1 | Consent | Live | No | ACZ 433 | Buildbase - Skegness | 23 Burgh Road | Skegness |  |  |  | PE25 2SD | 13/01/2016 | Used water after passage via an interceptor, arising from the external washing of vehicles and plant machinery. | Grafton Merchanting GB Limited | PO Box 1586, Gemini One | John Smith Drive | Oxford Business Park South | Oxford |  | OX4 9JF | at a point after the interceptor, prior to discharge to the public foul sewer | at Manhole 4002 Burgh Road, Skegness | TF5637964024 | TF5640363961 | [54 empty] | 2500 | mg/l | [54 empty] | 1 | l/s | [48 empty] | 11 | pH | 6 | pH | [18 empty] | 1000 | mg/l | [16 empty] | 45 | °C | [8 empty] | 2 | m³/d
INGOLDMELLS STW | S01INGAQUAKA1 | Consent | Live | No | ACZ 269 | Skegness Aquarium | Tower Esplanade | Skegness | Lincs |  |  | PE25 3HH | 08/04/2015 | Used aquarium water having passed through sand filters. | Teen Spirit Limited | The Tower Cinema | 111 Lumley Road | Skegness |  |  | PE25 3LZ | at a point after the sand filters, prior to discharge to the public foul sewer | at manhole 8005, Tower Esplanade | TF5689763079 | TF5692863016 | [54 empty] | 2500 | mg/l | [54 empty] | 1 | l/s | [48 empty] | 10 | pH | 6 | pH | [18 empty] | 1000 | mg/l | [16 empty] | 45 | °C | [8 empty] | 12 | m³/d
INGOLDMELLS STW | S01JEWSONSKA | Direction | Live | No | ADU 230 | Jewson 154 | Albert Road | Skegness | Lincolnshire |  |  | PE25 3RB | 01/11/2009 | Wastewaters, after passage via a suitably sized and maintained interceptor, from the external washing of plant hire equipment. | Jewson Limited | Saint-Gobain House | Binley Business Park | Coventry |  |  | CV3 2TT | at a point prior to discharge into the public foul sewer | at Albert Road, Skegness | TF5580063000 | TF5580063000 | [54 empty] | 2000 | mg/l | [54 empty] | 0.15 | l/s | [36 empty] | 250 | mg/l | [10 empty] | 11 | pH | 6 | pH | [18 empty] | 1000 | mg/l | [8 empty] | 1000 | mg/l | [6 empty] | 45 | °C | [8 empty] | 0.5 | m³/d
INGOLDMELLS STW | S01NCC25IHKA | Direction | Live | No | ADT 68 | Ian Houlgrave | Agricultural Dealer | Clover Industrial Estate | Willoughby | Alford, Lincolnshire |  | LN13 9NA | 01/08/2008 | Wastewaters from the washing of agricultural vehicles after passage through a triple chamber interceptor | Ian Houlgrave | Agricultural Dealer | Clover Industrial Estate | Willoughby | Alford, Lincolnshire |  | LN13 9NA | After the interceptor and ata point prior to discharging to the public foul sewer | Station Road, Willoughby, via private sewer | TF4670071900 | TF4670071900 | [54 empty] | 2000 | mg/l | [54 empty] | 1 | m³/hr | [36 empty] | 250 | mg/l | [10 empty] | 11 | pH | 6 | pH | [18 empty] | 1000 | mg/l | [8 empty] | 1000 | mg/l | [6 empty] | 45 | °C | [8 empty] | 2 | m³/d
INGOLDMELLS STW | S01ACJ267RKA | Direction | Live | No | ADV 289 | Ian Royle - Fish Merchant | 106 St.Leonards Drive | Chapel St.Leonards | Skegness | Lincolnshire |  | PE24 5RA | 01/01/2011 | Wastewater arising from fish & crab filleting and hygiene washdown. | Mr Ian Royle | 106 St Leonards Drive | Chapel St.Leonards | Skegness | Lincolnshire |  | PE24 5RA | at a drain on the premises, prior to discharge to the public foul sewer | at St Leonards Drive, Skegness | TF5600073000 | TF5600073000 | [54 empty] | 1000 | mg/l | [54 empty] | 1 | m³/hr | [36 empty] | 100 | mg/l | [10 empty] | 10 | pH | 6 | pH | [18 empty] | 500 | mg/l | [8 empty] | 1000 | mg/l | [6 empty] | 45 | °C | [8 empty] | 1 | m³/d
INGOLDMELLS STW | S01NCD17TYKA | Direction | Live | No | ADU 211 | Taylors of Skegness | Wainfleet Road | Skegness | Lincolnshire |  |  | PE25 3QS | 01/10/2009 | Wastewater from rollover car wash, after passage through a triple chamber interceptor. | Taylors Service Garages (Boston) Limited | Ashton Hall Drive | Boston | Lincolnshire |  |  | PE21 7PQ | at a point of 3rd chamber of interceptor | at Wainfleet Road, Skegness | TF5620063300 | TF5620063300 | [54 empty] | 2000 | mg/l | [54 empty] | 1 | m³/hr | [36 empty] | 250 | mg/l | [10 empty] | 11 | pH | 6 | pH | [18 empty] | 1000 | mg/l | [8 empty] | 1000 | mg/l | [6 empty] | 45 | °C | [8 empty] | 4 | m³/d
INGOLDMELLS STW | S01368 KA | Direction | Live | No | ADV 01 | The Washing Well | 99, Roman Bank | Skegness | Lincolnshire |  |  | PE25 2SW | 01/07/2010 | Wastewater from the launderette only. | Mrs Stephanie Blanchard Hall | Studio 3 - Woodside | Grosvenor Road | Skegness | Lincolnshire |  | PE25 2DG | at the manhole in the rear corridor of the premises prior to discharging to the public foul sewer | at Roman Bank, Skegness | TF5650963812 | TF5650863771 | [54 empty] | 3000 | mg/l | [54 empty] | 1 | m³/hr | [36 empty] | 250 | mg/l | [10 empty] | 11 | pH | 6 | pH | [18 empty] | 1000 | mg/l | [8 empty] | 1000 | mg/l | [6 empty] | 45 | °C | [8 empty] | 6 | m³/d
INGOLDMELLS STW | S01361 KA | Direction | Live | No | ADZ 931 | Wa'shum and Dry Limited | Launderama | 22-24 Roman Bank | Skegness |  |  | PE25 2SG | 09/02/2017 | Used waters from the laundering of domestics items only. | Wa'shum and Dry Limited | Greystones | 18 Buckthorn Avenue | Skegness, Lincolnshire |  |  | PE25 3DE | at the manhole at the rear of the premises prior to discharging to the public foul sewer | at point prior to MH 3303, Roman Bank Skegness | TF5640563387 | TF5639063383 | [54 empty] | 2000 | mg/l | [54 empty] | 1 | l/s | [48 empty] | 11 | pH | 6 | pH | [18 empty] | 1000 | mg/l | [16 empty] | 45 | °C | [8 empty] | 10 | m³/d
INGOLDMELLS STW | S01ACG177SKA | Direction | Live | No | ADZ 930 | Wa'Shum & Dry | 128 Roman Bank | Skegness |  |  |  | PE25 1RZ | 09/02/2017 | Used water from the laundering of domestic items only. | Wa'Shum & Dry Limited | Greystones | 18 Buckthorn Avenue | Skegness, Lincolnshire |  |  | PE25 3DE | at the drain at the rear of the premises | at rear of property, prior to MH 6152, Sea View Road, Skegness | TF5663964131 | TF5663964132 | [54 empty] | 2000 | mg/l | [54 empty] | 1 | l/s | [48 empty] | 11 | pH | 6 | pH | [18 empty] | 1000 | mg/l | [16 empty] | 45 | °C | [8 empty] | 5 | m³/d
INGOLDMELLS STW | S01INGSVLPKA1 | Consent | Live | No | ACX 171 | Bryanston Kenmore Southview Limited | Southview Leisure Park | Burgh Road | Skegness | Lincolnshire |  | PE25 2LA | 28/02/2013 | Wastewater arising from swimming pool filter backwash operations, and from the occasional emptying of the pool. | Bryanston Kenmore Southview Limited | 64 Great Suffolk Street | London |  |  |  | SE1 0BL | at a point after backwash filterdischarge and prior to entry into the public foul sewer | at Burgh Road, Skegness | TF5448064770 | TF5496064430 | [54 empty] | 1000 | mg/l | [54 empty] | 17 | l/s | [36 empty] | 250 | mg/l | [10 empty] | 10 | pH | 6 | pH | [18 empty] | 500 | mg/l | [8 empty] | 1000 | mg/l | [6 empty] | 45 | °C | [8 empty] | 5 | m³/d
INGOLDMELLS STW | S01ACN267BKA | Direction | Live | No | ADU 231 | Robin Hood Leisure | South Road | Chapel St.Leonards | Skegness | Lincolnshire |  | PE24 5TR | 01/11/2009 | Wastewarers arising from swimming pool filter bachwash processes and from the occasional emptying of the pool | Blue Anchor Leisure Limited | Robin Hood Park | South Road | Chapel St Leonards | Skegness | Lincolnshire | PE24 5TR | at the backwash plant prior to discharging to the public foul sewer | South Road, Chapel St Leonards, Skegness | TF5596071280 | TF5596071280 | [54 empty] | 2000 | mg/l | [54 empty] | 33 | l/s | [48 empty] | 10 | pH | 6 | pH | [18 empty] | 500 | mg/l | [8 empty] | 1000 | mg/l | [6 empty] | 45 | °C | [8 empty] | 8 | m³/d
INGOLDMELLS STW | S01ACJ18SWKA | Direction | Live | No | ADZ 600 | Wm Morrison Supermarkets PLC | The Filling Station | Wainfleet Road | Skegness |  |  | PE25 3QT | 01/06/2016 | Used water after passage via an interceptor, from the external washing of vehicles only using a jet wash facility. | Wm Morrison Supermarkets PLC | Hilmore House | Gain Lane | Bradford | West Yorkshire |  | BD3 7DL | at a point prior to discharge to the public foul sewer | at Wainfleet Road, Skegness | TF5610063300 | TF5610063300 | [54 empty] | 2500 | mg/l | [54 empty] | 1 | l/s | [48 empty] | 11 | pH | 6 | pH | [18 empty] | 1000 | mg/l | [16 empty] | 45 | °C | [8 empty] | 10 | m³/d
INGOLDMELLS STW | S01TCSJWVWKA | Direction | Live | No | ADZ 580 | Skegness Petrol Filling Station | ASDA Stores Ltd | Roman Bank | Skegness |  |  | PE25 1RZ | 01/05/2016 | Used waters arising from an automatic car wash only. | ASDA Stores Limited | ASDA House | South Bank | Great Wilson Street | Leeds |  | LS11 5AD | at a point prior to discharge into the public foul sewer | at Roman Bank, Skegness | TF5662064030 | TF5659064010 | [54 empty] | 2500 | mg/l | [54 empty] | 1 | l/s | [48 empty] | 11 | pH | 6 | pH | [18 empty] | 1000 | mg/l | [16 empty] | 45 | °C | [8 empty] | 10 | m³/d
INGOLDMELLS STW | S01MICRINGKA1 | Consent | Live | No | TECO-0246-2021 | Micronclean Limited | Unit 8 | Holly Road | Skegness |  |  | PE25 3AX | 01/02/2022 | Used water from the cleaning of equipment in the manufacture of cleaning and disinfection products. | Micronclean Limited | Roman Bank | Skegness | Lincolnshire |  |  | PE25 1SQ | a point prior to discharge to the public foul sewer | Holly Road | TF5532362835 | TF5526262839 | [54 empty] | 5000 | mg/l | [54 empty] | 0.1 | l/s | [36 empty] | 250 | mg/l | [10 empty] | 10 | pH | 6 | pH | [18 empty] | 1000 | mg/l | [8 empty] | 1000 | mg/l | [6 empty] | 43 | °C | [8 empty] | 1 | m³/d
INGOLDMELLS STW | S01INGELDCKA1 | Direction | Live | No | TEDI-0045-2022 | East Lindsey District Council | Streetscene Depot | Princes Parade | Skegness | Lincolnshire |  | PE25 3HW | 29/04/2022 | Contaminated surface water from a streetscene service depot having passed through an interceptor, plus occasional vehicle washing. | East Lindsey District Council | Tedder Hall | Manby Park | Manby | Louth | Lincolnshire | LN11 8UP | a point after the interceptor prior to entry into the foul sewer | MH 9502, Princes Parade, Skegness | TF5696062575 | TF5696362588 | [54 empty] | 5000 | mg/l | [54 empty] | 3 | l/s | [36 empty] | 250 | mg/l | [10 empty] | 10 | pH | 6 | pH | [18 empty] | 1000 | mg/l | [16 empty] | 43 | °C | [8 empty] | 260 | m³/d
INGOLDMELLS STW | S01095FENLKA | Direction | Live | No | TEDI-0128-2022 | Micronclean Limited - Skegness | Roman Bank | Skegness | Lincolnshire |  |  | PE25 1SQ | 29/07/2024 | Used water from the following (i) Laundering processes (ii) Boiler blowdown (iii) Backwash from water softener (iv) Backwash from reverse osmosis unit (v) External washing of fleet vehicles (vi) Air compressor condensate (vii) Industrial floor scrubbing/cleaning. | Micronclean Limited | Roman Bank | Skegness | Lincolnshire |  |  | PE25 1SQ | a point prior to discharging to the public foul sewer | Roman Bank, Skegness | TF5663664394 | TF5669664392 | [54 empty] | 2000 | mg/l | [54 empty] | 7 | l/s | [36 empty] | 250 | mg/l | [10 empty] | 11 | pH | 6 | pH | [18 empty] | 400 | mg/l | [16 empty] | 43 | °C | [8 empty] | 300 | m³/d | [14 empty] | 3 | mg/l
INGOLDMELLS STW | S01IMPACTSKA | Direction | Live | No | TEDI-0288-2022 | Impact (Boston) Limited | Victoria Road | Skegness | Lincolnshire |  |  | PE25 3SN | 17/03/2023 | Used water, having undergone settlement & filtration, from the following process: i) Cleaning of ink trays & other components associated with the use of water based inks, ii) Diluted spent solution from ultrasonic cleaner, iii) Diluted spent solution from Caroflex ink tray cleaner. | Impact (Boston) Limited | 27-29 Lumley Avenue | Skegness | Lincolnshire |  |  | PE25 2AT | the tap on the settlement/filtration system below a sink at the cleaning station | manhole 8102, Victoria Road Skegness | TF5581163153 | TF5583763130 | [54 empty] | 20000 | mg/l | [16 empty] | 3 | mg/l | [36 empty] | 1 | l/s | [36 empty] | 250 | mg/l | [10 empty] | 10 | pH | 6 | pH | [18 empty] | 1000 | mg/l | [26 empty] | 1 | m³/d | [14 empty] | 5 | mg/l
INGOLDMELLS STW | S01INGFIREKA1 | Consent | Live | No | TECO-0060-2024 | Skegness Fire Station | Churchill Avenue | Skegness |  |  |  | PE25 2RN | 09/05/2024 | Used waters arising from firefighter training exercises involving the use of foam (Lincolnshire Fire & Rescue shall provide at least seven days notice to AW of intention to make a discharge). | Lincolnshire Fire & Rescue | Fire & Police Headquarters | Deepdale Lane, Nettleham | Lincoln | Lincolnshire |  | LN2 2LT | the site manhole coloured green | Burgh Road | TF5582164391 | TF5579564348 | [54 empty] | 2500 | mg/l | [54 empty] | 1 | l/s | [48 empty] | 10 | pH | 6 | pH | [18 empty] | 1000 | mg/l | [16 empty] | 43 | °C | [8 empty] | 2.5 | m³/d
IPSWICH-CLIFF QUAY RAEBURN ST | S01IPSBINBKA1 | Consent | Live | No | ACV 34 | Bin Busters | 21 Houghton Place | Ipswich | Suffolk |  |  | IP4 5UX | 01/07/2010 | Filtered wastewaters arising from the cleaning of wheelie bins | Michael Blowers | 21 Houghton Place | Ipswich | Suffolk |  |  | IP4 5UX | at a point after filtration and prior to discharging to the public foul sewer | at Houghton Place, Ipswich | TM2071044090 | TM2079044110 | [54 empty] | 2000 | mg/l | [54 empty] | 1 | l/s | [36 empty] | 250 | mg/l | [10 empty] | 10 | pH | 6 | pH | [18 empty] | 1000 | mg/l | [8 empty] | 1000 | mg/l | [6 empty] | 45 | °C | [8 empty] | 0.15 | m³/d
IPSWICH-CLIFF QUAY RAEBURN ST | S01IPSVOLVKA1 | Consent | Live | No | ACS 120 | Volvo Truck & Bus East Anglia | Foxtail Road | Ransomes Europark | Ipswich | Suffolk |  | IP3 9RT | 19/10/2007 | Wastewater, after passage via an interceptor, from the external washing of vehicles. | Volvo Group UK Limited | Wedgenock Lane | Warwick |  |  |  | CV34 5YA | at a point within the premises after the interceptor | at Foxtail Road, Ransomes Europark, Ipswich | TM1992041540 | TM1996041610 | [54 empty] | 2000 | mg/l | [54 empty] | 1 | l/s | [36 empty] | 250 | mg/l | [10 empty] | 11 | pH | 6 | pH | [18 empty] | 1000 | mg/l | [8 empty] | 1000 | mg/l | [6 empty] | 45 | °C | [8 empty] | 2 | m³/d
IPSWICH-CLIFF QUAY RAEBURN ST | S01IPSDAVLKA1 | Consent | Live | No | ACV 35 | David Lloyd Ipswich | 11 The Havens | Ransomes Europark | Ipswich | Suffolk |  | IP3 9JJ | 27/04/2010 | Wastewater comprising filtered backwash waters from swimming pools and spa and periodic drain down of pool contents. | David Lloyd Leisure Group Limited | The Hangar | Mosquito Way | Hatfield Business Park | Hatfield | Hertfordshire | AL10 9AX | at a point after the backwash | at manhole No. 7702 at The Thrasher public house, Nacton Road, Ipswich | TM2056041390 | TM1971041740 | [54 empty] | 1000 | mg/l | [54 empty] | 1 | l/s | [36 empty] | 100 | mg/l | [10 empty] | 10 | pH | 6 | pH | [18 empty] | 500 | mg/l | [8 empty] | 1000 | mg/l | [6 empty] | 45 | °C | [8 empty] | 5 | m³/d
IPSWICH-CLIFF QUAY RAEBURN ST | S01IPSGROSKA2 | Consent | Live | No | ACV 21 | John Grose Group Limited | Foxtail Road (Accident Repair Centre) | Ipswich | Suffolk |  |  | IP3 9RT | 12/05/2010 | Wastewaters arising from the external washing of vehicles only, having passed through an interceptor | John Grose Group Limited | Whapload Road | Lowestoft | Suffolk |  |  | NR32 1NN | at a point prior to discharging to the public foul sewer. | at Nacton Road, Ipswich | TM2002041700 | TM1971041740 | [54 empty] | 2000 | mg/l | [54 empty] | 1 | l/s | [36 empty] | 250 | mg/l | [10 empty] | 11 | pH | 6 | pH | [18 empty] | 1000 | mg/l | [8 empty] | 1000 | mg/l | [6 empty] | 45 | °C | [8 empty] | 15 | m³/d
IPSWICH-CLIFF QUAY RAEBURN ST | S01IPSABPWKA0 | Consent | Live | No | ACX 199 | Associated British Ports | West Bank Terminal | Wherstead Road | Ipswich | Suffolk |  | IP2 8NB | 13/02/2013 | Wastewaters arising from a lorry wash after passage through a 3-stage interceptor | Associated British Ports | Aldwych House | 71 - 91 Aldwych | London |  |  | WC2B 4HN | at a point after the interceptor and prior to discharging to the public foul sewer | at Wherstead Road, Ipswich | TM1636042960 | TM1632042910 | [54 empty] | 2500 | mg/l | [54 empty] | 0.5 | l/s | [36 empty] | 250 | mg/l | [10 empty] | 11 | pH | 6 | pH | [18 empty] | 1000 | mg/l | [8 empty] | 1000 | mg/l | [6 empty] | 45 | °C | [8 empty] | 0.25 | m³/d
IPSWICH-CLIFF QUAY RAEBURN ST | S01IPSGROSKA1 | Consent | Live | No | ACV 15 | John Grose Group Limited | Ransomes Europark | Ipswich | Suffolk |  |  | IP3 9BE | 12/05/2010 | Wastewater from the external washing of vehicles, having passed through an interceptor. | John Grose Group Limited | Whapload Road | Lowestoft | Suffolk |  |  | NR32 1NN | at a point after the interceptor prior to discharging to the public foul sewer | at manhole 7702, at Nacton Road, Ipswich | TM2018041530 | TM1971041740 | [54 empty] | 2000 | mg/l | [54 empty] | 1 | l/s | [36 empty] | 250 | mg/l | [10 empty] | 11 | pH | 6 | pH | [18 empty] | 1000 | mg/l | [8 empty] | 1000 | mg/l | [6 empty] | 45 | °C | [8 empty] | 15 | m³/d
IPSWICH-CLIFF QUAY RAEBURN ST | S01IPSSRCLKA1 | Consent | Live | No | ACV 131 | SRCL Limited | Incinerator Building | Woodbridge Road East | Ipswich | Suffolk |  | DA11 9PD | 25/08/2010 | Wastewater arising from the washing of bins that contained medical waste. | SRCL Limited | 2nd Floor | Apex House | London Road | Northfleet | Kent | DA11 9PD | at a point prior to discharge to the public | at the combined sewer in the grounds of Ipswich Hospital, Woodbridge Road East | TM1930044980 | TM1938044590 | [54 empty] | 2000 | mg/l | [54 empty] | 1 | l/s | [36 empty] | 250 | mg/l | [10 empty] | 11 | pH | 6 | pH | [18 empty] | 1000 | mg/l | [8 empty] | 1000 | mg/l | [6 empty] | 45 | °C | [8 empty] | 20 | m³/d
IPSWICH-CLIFF QUAY RAEBURN ST | S01IPSSRCLKA2 | Consent | Live | No | ACV 132 | SRCL Limited | Incinerator Building | Woodbridge Road East | Ipswich | Suffolk |  | IP4 5PG | 25/08/2010 | Wastewater arising from boiler blowdown & sample test water. | SRCL Limited | 2nd Floor | Apex House | London Road | Northfleet | Kent | DA11 9PD | at a point prior to discharge to the public foul sewer | at combined sewer in the grounds of Ipswich Hospital, Woodbridge Road East | TM1930044980 | TM1938044590 | [54 empty] | 1000 | mg/l | [54 empty] | 1 | l/s | [36 empty] | 250 | mg/l | [10 empty] | 11 | pH | 6 | pH | [18 empty] | 500 | mg/l | [8 empty] | 1000 | mg/l | [6 empty] | 45 | °C | [8 empty] | 20 | m³/d
IPSWICH-CLIFF QUAY RAEBURN ST | S01IPSGROSKA3 | Consent | Live | No | ACV 20 | John Grose Group Limited | 1 Goddard Road East | Whitehouse Industrial Estate | Ipswich | Suffolk |  | IP1 5NY | 12/05/2010 | Wastewaters from the external washing of vehicles only, having passage throught an interceptor. | John Grose Group Limited | Whapload Road | Lowestoft | Suffolk |  |  | NR32 1NN | at a point prior to discharging to the public foul sewer | at Goddard Road East, Ipswich | TM1360047280 | TM1363047280 | [54 empty] | 2000 | mg/l | [54 empty] | 1 | l/s | [36 empty] | 250 | mg/l | [10 empty] | 11 | pH | 6 | pH | [18 empty] | 1000 | mg/l | [8 empty] | 1000 | mg/l | [6 empty] | 45 | °C | [8 empty] | 15 | m³/d
IPSWICH-CLIFF QUAY RAEBURN ST | S01ABPCQVEKA0 | Consent | Live | No | ACY 24 | Associated British Ports | Cliff Quay | Cliff Road | Ipswich |  |  | IP3 0BS | 09/05/2013 | Wastewaters consisting of contaminated surface water from a vehicle storage area. | Associated British Ports | Aldwych House | 71 - 91 Aldwych | London |  |  | WC2B 4HN | at a point on the premises prior to discharging to the public foul sewer | at Cliff Quay, Ipswich | TM1678042280 | TM1678042280 | [54 empty] | 5000 | mg/l | [54 empty] | 0.5 | l/s | [36 empty] | 250 | mg/l | [10 empty] | 10 | pH | 6 | pH | [18 empty] | 2000 | mg/l | [8 empty] | 1000 | mg/l | [6 empty] | 45 | °C | [8 empty] | 1 | m³/d
IPSWICH-CLIFF QUAY RAEBURN ST | S01ABPCQSWKA0 | Consent | Live | No | ACY 23 | Associated British Ports | Cliff Quay | Cliff Road | Ipswich | Suffolk |  | IP3 0BS | 09/05/2013 | Wastewater from the surface run -off from Port area road sweeper arisings | Associated British Ports | Aldwych House | 71 - 91 Aldwych | London |  |  | WC2B 4HN | at a point on premises, prior to discharging to the public foul sewer | at Cliff Quay, Ipswich | TM1679042280 | TM1679042270 | [54 empty] | 20000 | mg/l | [54 empty] | 0.5 | m³/hr | [36 empty] | 250 | mg/l | [10 empty] | 10 | pH | 6 | pH | [18 empty] | 3000 | mg/l | [8 empty] | 1000 | mg/l | [6 empty] | 45 | °C | [8 empty] | 3 | m³/d
IPSWICH-CLIFF QUAY RAEBURN ST | S01IPSVAUXKA1 | Consent | Live | No | ACU 99 | Marshall of Ipswich Limited (Vauxhall) | 2 Augusta Close | Ransomes Europark | Ipswich | Suffolk |  | IP3 9SS | 27/08/2009 | Wastewater from the external washing of vehicles only, having passed through a well maintained interceptor. | Marshall of Ipswich Limited | Airport House | The Airport | Cambridge | Cambridgeshire |  | CB5 8RY | at a point after the interceptor | at Manhole 7702, Ransomes Way, Ipswich | TM2023041420 | TM1971041740 | [54 empty] | 2000 | mg/l | [54 empty] | 1 | l/s | [36 empty] | 250 | mg/l | [10 empty] | 11 | pH | 6 | pH | [18 empty] | 1000 | mg/l | [8 empty] | 1000 | mg/l | [6 empty] | 45 | °C | [8 empty] | 10 | m³/d
IPSWICH-CLIFF QUAY RAEBURN ST | S01IPSHSSHKA0 | Consent | Live | No | ACZ 499 | HSS Hire | 44 Whitehouse Road | Ipswich | Suffolk |  |  | IP1 5NX | 02/06/2016 | Used water, after passage through silt trap interceptor, from washing of tools and equipment. | HSS Hire Service Group Limited | 25 Willow Lane | Mitcham | Surrey |  |  | CR4 4TS | at a point on the premises after wash bay | at Whitehouse Road | TM1353547155 | TM1352347133 | [54 empty] | 2500 | mg/l | [54 empty] | 0.2 | l/s | [48 empty] | 11 | pH | 6 | pH | [18 empty] | 1000 | mg/l | [16 empty] | 45 | °C | [8 empty] | 0.8 | m³/d
IPSWICH-CLIFF QUAY RAEBURN ST | S01IPSINCHKA0 | Consent | Live | No | ACW 84 | Cooper Ipswich | 667 Norwich Road | Ipswich | Suffolk |  |  | IP1 6JZ | 03/10/2011 | Wastewaters arising from the external washing of vehicles after passage through a silt trap | Inchcape Retail Limited | Inchcape House | Langford Lane | Kidlington | Oxford | Oxfordshire | OX5 1HT | at the manhole after the vehicle wash silt trap prior to discharging to the public foul sewer | at Whitehouse Road, Ipswich | TM1412047050 | TM1410047020 | [54 empty] | 2500 | mg/l | [54 empty] | 0.25 | m³/hr | [36 empty] | 250 | mg/l | [10 empty] | 11 | pH | 6 | pH | [18 empty] | 1000 | mg/l | [8 empty] | 1000 | mg/l | [6 empty] | 45 | °C | [8 empty] | 2.5 | m³/d
IPSWICH-CLIFF QUAY RAEBURN ST | S01IPSGOLFKA0 | Consent | Live | No | ACZ 431 | Rushmere Golf Club | Rushmere Heath | Ipswich | Suffolk |  |  | IP4 5QQ | 06/01/2016 | Used water from the external washing of golf greens care machinery. | The Trustees of Rushmere Golf Club | Rushmere Heath | Ipswich | Suffolk |  |  | IP4 5QQ | at a point on the premises, prior to discharge to the public foul sewer | at Tasmania Road | TM1975744888 | TM1978244823 | [54 empty] | 2500 | mg/l | [54 empty] | 0.2 | l/s | [48 empty] | 11 | pH | 6 | pH | [18 empty] | 1000 | mg/l | [16 empty] | 45 | °C | [8 empty] | 0.3 | m³/d
IPSWICH-CLIFF QUAY RAEBURN ST | S01IPSWILLKA1 | Consent | Live | No | ACT 03 | Anglian Willhire Limited | Europa Way | Eastway Business Park | Ipswich | Suffolk |  | IP1 5DL | 18/04/2008 | Wastewater, after passage via a suitable well maintained interceptor, from the external washing of vehicles. | Anglian Willhire Limited | Norflex House | Allington Way | Darlington | Durham |  | DL1 4DY | at a point within the premises and prior to discharge into the public foul sewer | at Europa Way, Eastway Business Park, Ipswich | TM1357045590 | TM1360045500 | [54 empty] | 2000 | mg/l | [54 empty] | 1 | l/s | [36 empty] | 200 | mg/l | [10 empty] | 11 | pH | 6 | pH | [18 empty] | 1000 | mg/l | [8 empty] | 1000 | mg/l | [6 empty] | 45 | °C | [8 empty] | 6 | m³/d
IPSWICH-CLIFF QUAY RAEBURN ST | S01IPSDWSFKA0 | Consent | Live | No | ACW 62 | D W Sports Fitness | 204 Ranelagh Road | Ipswich | Suffolk |  |  | IP2 0AQ | 31/08/2011 | Wastewater from the filter backwash of swimming pool and spa and periodic associated drain-down of contents. | Dave Whelan Sports Limited | Whelco Place | Enfield Industrial Estate | Enfield Street, Pemberton | Wigan | Lancashire | WN5 8DB | at backwash storage tank, prior to discharge to the public foul sewer | at manhole 1001, Ranelagh Road, Ipswich | TM1511044140 | TM1513044060 | [54 empty] | 1000 | mg/l | [54 empty] | 0.2 | l/s | [36 empty] | 250 | mg/l | [10 empty] | 10 | pH | 6 | pH | [18 empty] | 1000 | mg/l | [8 empty] | 1000 | mg/l | [6 empty] | 45 | °C | [8 empty] | 18 | m³/d
IPSWICH-CLIFF QUAY RAEBURN ST | S01IPSTOYOKA1 | Consent | Live | No | ACU 102 | Ipswich Toyota | 1 Augusta Close | Ransomes Europark | Ipswich | Suffolk |  | IP3 9SS | 04/09/2009 | Wastewater from the external washing of vehicles only, having passsed through a well maintained interceptor. | Thorndale Investments Limited | Holm Oaks | 30 Maybush Lane | Felixstowe | Suffolk |  | IP11 7NJ | at a point after the interceptor | at Manhole 7702, outside Ransome Way, Ipswich | TM2013041320 | TM1971041740 | [54 empty] | 2000 | mg/l | [54 empty] | 1 | l/s | [36 empty] | 250 | mg/l | [10 empty] | 11 | pH | 6 | pH | [18 empty] | 1000 | mg/l | [8 empty] | 1000 | mg/l | [6 empty] | 45 | °C | [8 empty] | 10 | m³/d
IPSWICH-CLIFF QUAY RAEBURN ST | S01IPSGCARKA0 | Consent | Live | No | ACZ 550 | Greencarrier Freight Services (UK) Limited | 10 Cliff Road | Ipswich | Suffolk |  |  | IP3 0AY | 02/09/2016 | Used water from the external washing of vehicles. | Greencarrier Freight Services (UK) Limited | 10 Cliff Road | Ipswich | Suffolk |  |  | IP3 0AY | at a point on the premises, prior to discharge to the public foul sewer | at Cliff Road | TM1714043398 | TM1712443389 | [54 empty] | 2500 | mg/l | [54 empty] | 0.1 | l/s | [48 empty] | 11 | pH | 6 | pH | [18 empty] | 1000 | mg/l | [16 empty] | 45 | °C | [8 empty] | 0.2 | m³/d
IPSWICH-CLIFF QUAY RAEBURN ST | S01ENTPRISKA0 | Consent | Live | No | ACQ 36 | Enterprise Rent-A-Car (U7 Gp, East Anglia) | Unit E | Whitehouse Industrial Estate | Goddard Road | Ipswich | Suffolk | IP1 5NP | 31/05/2005 | Wastewaters generated during the washing of vehicles. | Enterprise Rent-a-Car UK Limited | Enterprise House | Delta Way | Egham | Surrey |  | TW20 8RX | at a point prior to discharge into the foul sewer | at Goddard Road | SP8979089330 | SP8979089330 | [54 empty] | 1000 | mg/l | [54 empty] | 0.5 | l/s | [36 empty] | 250 | mg/l | [10 empty] | 11 | pH | 6 | pH | [18 empty] | 500 | mg/l | [8 empty] | 1000 | mg/l | [6 empty] | 45 | °C | [8 empty] | 1.5 | m³/d
IPSWICH-CLIFF QUAY RAEBURN ST | S01IPSMERCKA1 | Consent | Live | No | ACV 76 | Mercedes-Benz of Ipswich | 30 The Havens | Ransome Europark | Ipswich | Suffolk |  | IP3 9SJ | 16/06/2010 | Wastewaters arising from the external washing of vehicles after passage though an interceptor | Lancaster Luxury Vehicles Limited | 770 The Crescent | Colchester Business Park | Colchester | Essex |  | CO4 9YQ | at a point after the interceptor and prior to discharging to the public foul sewer | at Nacton Road, Ipswich, via private estate sewers | TM2076041300 | TM2076041300 | [54 empty] | 2000 | mg/l | [54 empty] | 1 | l/s | [36 empty] | 250 | mg/l | [10 empty] | 11 | pH | 6 | pH | [18 empty] | 1000 | mg/l | [8 empty] | 1000 | mg/l | [6 empty] | 45 | °C | [8 empty] | 2 | m³/d
IPSWICH-CLIFF QUAY RAEBURN ST | S01IPSMAILKA1 | Consent | Live | No | ACZ 683 | Ipswich Parcelforce Local Depot | 30 Central Avenue | Ipswich |  |  |  | IP3 9SL | 03/05/2017 | Used water arising from vehicle and plant wash. | Royal Mail Group Limited | 100 Victoria Embankment | London |  |  |  | EC4Y 0HQ | at a point on site after the interceptor, and prior to discharge to the public foul sewer | at public foul sewer in Central Avenue, Ipswich | TM2060641654 | TM2065041692 | [54 empty] | 2500 | mg/l | [54 empty] | 0.125 | l/s | [48 empty] | 11 | pH | 6 | pH | [18 empty] | 1000 | mg/l | [16 empty] | 45 | °C | [8 empty] | 0.5 | m³/d
IPSWICH-CLIFF QUAY RAEBURN ST | S01IPSJEWSKA0 | Consent | Live | No | ACZ 168 | Jewson Ltd | Greyfriars Road | Ipswich |  |  |  | IP1 1UP | 08/12/2014 | Used water arising from vehicle, tool & plant wash. | Jewson Limited | Saint-Gobain House | Binley Business Park | Coventry |  |  | CV3 2TT | at a point on the premises, prior to discharge to the public foul sewer | at Greyfriars Road | TM1611344156 | TM1620044077 | [54 empty] | 2500 | mg/l | [54 empty] | 1.5 | l/s | [48 empty] | 11 | pH | 6 | pH | [18 empty] | 1000 | mg/l | [8 empty] | 1000 | mg/l | [6 empty] | 45 | °C | [8 empty] | 2 | m³/d
IPSWICH-CLIFF QUAY RAEBURN ST | S01IPSMJAGKA0 | Consent | Live | No | ACZ 276 | Marshall of Ipswich | West End Road | Ipswich | Suffolk |  |  | IP1 2DZ | 16/04/2015 | Used waters from the external cleaning of vehicles. | Marshall Motor Group | The Airport | Newmarket Road | Cambridge |  |  | CB5 8RY | at a point on the premises, prior to discharge to the public foul sewer | at West End Road | TM1524544197 | TM1520644276 | [54 empty] | 2500 | mg/l | [54 empty] | 0.02 | l/s | [48 empty] | 11 | pH | 6 | pH | [18 empty] | 1000 | mg/l | [16 empty] | 45 | °C | [8 empty] | 1 | m³/d
IPSWICH-CLIFF QUAY RAEBURN ST | S01IPSBBASKA1 | Consent | Live | No | ACU 169 | Ipswich Buildbase | 11 Wentworth Road | Ransomes Europark | Ipswich | Suffolk |  | IP3 9SL | 21/12/2009 | Wastewater from the external washing of vehicles only | Grafton Merchanting GB Ltd | Aquis Court | 31 Fishpool Street | St Albans | Hertfordshire |  | AL3 4RF | at a point after the interceptor, prior to discharging to the public foul sewer. | at Manhole 7702, Ransome Way, Ipswich | TM2071047110 | TM1974047140 | [54 empty] | 2000 | mg/l | [54 empty] | 1 | l/s | [36 empty] | 250 | mg/l | [10 empty] | 11 | pH | 6 | pH | [18 empty] | 1000 | mg/l | [8 empty] | 1000 | mg/l | [6 empty] | 45 | °C | [8 empty] | 1 | m³/d
IPSWICH-CLIFF QUAY RAEBURN ST | S01IPSVIPBKA1 | Consent | Live | No | ACZ 654 | Bolton Brothers Limited | Bramford Road | GT Blakenham | Ipswich | Suffolk |  | IP6 0SL | 24/01/2017 | Screened used waters from the cleaning of wheelie bins (by a high pressure wash). | Bolton Brothers Limited | Bramford Road | GT Blakenham | Ipswich | Suffolk |  | IP6 0SL | at a point on site, prior to discharge to the public foul sewer | at a public sewer behind properties on Chapel Lane, Great Blakenham | TM1217649781 | TM1215749946 | [54 empty] | 2000 | mg/l | [54 empty] | 0.3 | l/s | [48 empty] | 10 | pH | 6 | pH | [18 empty] | 1000 | mg/l | [16 empty] | 45 | °C | [8 empty] | 0.25 | m³/d
IPSWICH-CLIFF QUAY RAEBURN ST | S01IPSMARSKA1 | Consent | Live | No | ACZ 649 | Marshall Jaguar Landrover - Ipswich | 1 Crane Boulevard | Ipswich |  |  |  | IP3 9RP | 31/01/2017 | Used water after passage via an interceptor, from the external washing of vehicles only. | Marshall Motor Group Limited | Airport House | The Airport | Cambridge |  |  | CB5 8RY | at a point on site after the interceptor, prior to discharge to the public foul sewer | at manhole 59036, Nacton Road | TM1950242001 | TM1952541945 | [54 empty] | 2500 | mg/l | [54 empty] | 0.2 | l/s | [48 empty] | 11 | pH | 6 | pH | [18 empty] | 1000 | mg/l | [16 empty] | 45 | °C | [8 empty] | 2 | m³/d
IPSWICH-CLIFF QUAY RAEBURN ST | S01IPDISCLKA1 | Direction | Live | No | ADU 293 | Ipswich Buses Limited | 7 Constantine Road | Ipswich | Suffolk |  |  | IP1 2DL | 01/12/2009 | Wastewaters from vehicle washbay and contaminated rainwater from the recycle washbay | Ipswich Buses Limited | 7 Constantine Road | Ipswich | Suffolk |  |  | IP1 2DL | at a point after the interceptors and prior to discharging to the public foul sewer | at the Junction of Sir Alf Ramsey Way & Constantine Road, Ipswich | TM1541044280 | TM1556044310 | [54 empty] | 2000 | mg/l | [54 empty] | 2 | m³/hr | [36 empty] | 250 | mg/l | [10 empty] | 11 | pH | 6 | pH | [18 empty] | 1000 | mg/l | [8 empty] | 1000 | mg/l | [6 empty] | 45 | °C | [8 empty] | 15 | m³/d
IPSWICH-CLIFF QUAY RAEBURN ST | S01SPRINGXKA0 | Direction | Live | No | ADU 571 | Springclean Launderette | 149-151 Spring Road | Ipswich | Suffolk |  |  | IP4 5NH | 01/04/2010 | Wastewater arising from the processes associated with a launderette. | Margaret Moseley | 37 Cauldwell Hall Road | Ipswich | Suffolk |  |  | IP4 4QG | at a point prior to discharging to the public foul sewer | at Spring Road, Ipswich | TM1824044870 | TM1824044850 | [54 empty] | 2000 | mg/l | [54 empty] | 2 | m³/hr | [36 empty] | 100 | mg/l | [10 empty] | 11 | pH | 6 | pH | [18 empty] | 500 | mg/l | [8 empty] | 1000 | mg/l | [6 empty] | 45 | °C | [8 empty] | 15 | m³/d
IPSWICH-CLIFF QUAY RAEBURN ST | S01IPSJEEVKA0 | Consent | Live | No | ACZ 64 | NCP Car Park | Tacket Street Car Park | Ipswich | Suffolk |  |  | IP4 1AU | 15/07/2014 | Used water from external washing of vehicles after passage through a silt trap. | Jeeves Valeting Centres Ltd | 2nd Floor, 43 Broomfield Road | Chelmsford | Essex |  |  | CM1 1SY | at point on premises, prior to discharging to the public foul sewer | at Cox Lane | TM1658344485 | TM1662244484 | [54 empty] | 2500 | mg/l | [54 empty] | 0.5 | l/s | [36 empty] | 250 | mg/l | [10 empty] | 11 | pH | 6 | pH | [18 empty] | 1000 | mg/l | [8 empty] | 1000 | mg/l | [6 empty] | 45 | °C | [8 empty] | 0.5 | m³/d
IPSWICH-CLIFF QUAY RAEBURN ST | S01SOLARSRKA1 | Direction | Live | No | ADU 36 | Wm Morrisons Petrol Filling Station | Sproughton Road | Sproughton | Ipswich | Suffolk |  | IP1 5AH | 01/08/2009 | Wastewater arising from automatic car wash with recycle facility | Wm Morrisons Supermarkets PLC | Hillmore House | Gain Lane | Bradford | West Yorkshire |  | BD3 7DL | at a point after passing through an interceptor | at Sproughton Road, Ipswich | TM1380045200 | TM1380045200 | [54 empty] | 2000 | mg/l | [54 empty] | 1 | m³/hr | [36 empty] | 250 | mg/l | [10 empty] | 11 | pH | 6 | pH | [18 empty] | 1000 | mg/l | [8 empty] | 1000 | mg/l | [6 empty] | 45 | °C | [8 empty] | 2 | m³/d
IPSWICH-CLIFF QUAY RAEBURN ST | S01WILLISXKA1 | Direction | Live | No | ADU 57 | Willis Group Services Limited | Friars Street | Ipswich | Suffolk |  |  | IP1 1TA | 01/08/2009 | Blowdown water from air conditioning cooling system. | Willis Group Services Limited | 51 Lime Street | London |  |  |  | EC3M 7DQ | at a point within the premises and prior to discharge into the public foul sewer | at Princes Street, Ipswich | TM1581044060 | TM1581044060 | [54 empty] | 1000 | mg/l | [54 empty] | 2 | m³/hr | [36 empty] | 200 | mg/l | [10 empty] | 12 | pH | 6 | pH | [18 empty] | 1000 | mg/l | [8 empty] | 1000 | mg/l | [6 empty] | 45 | °C | [8 empty] | 10 | m³/d
IPSWICH-CLIFF QUAY RAEBURN ST | S01ROUNDWOKA1 | Direction | Live | No | ADU 574 | Vehicle Wash | Roundwood Garage | 436 Woodbridge Road | Ipswich |  |  | IP4 4EN | 01/04/2010 | Wastewater from the external washing of vehicles only | Mr Manchula Valakan - T/A Roundwood Service Station | 436 Woodbridge Road | Ipswich | Suffolk |  |  | IP4 4EN | at a point prior to discharging to the public foul sewer | at Woodbridge Road, Ipswich | TM1820045090 | TM1823045150 | [54 empty] | 2000 | mg/l | [54 empty] | 1 | l/s | [36 empty] | 250 | mg/l | [10 empty] | 11 | pH | 6 | pH | [18 empty] | 1000 | mg/l | [8 empty] | 1000 | mg/l | [6 empty] | 45 | °C | [8 empty] | 10 | m³/d
IPSWICH-CLIFF QUAY RAEBURN ST | S01SUFCLANKA1 | Direction | Live | No | ADU 22 | Suffolk Cleaning | 36 St. Matthew's Street | Ipswich | Suffolk |  |  | IP1 3EP | 01/08/2009 | Wastewater from the laundering of domestic items only. | Mr Assad Arif | 36 St Matthew's Street | Ipswich | Suffolk |  |  | IP1 3EP | at a point within the premises prior to discharging to the public foul sewer | at Service Road to rear of premises, then to Berners Street, Ipswich | TM1589044860 | TM1589044800 | [54 empty] | 2000 | mg/l | [54 empty] | 3 | m³/hr | [36 empty] | 100 | mg/l | [10 empty] | 11 | pH | 6 | pH | [18 empty] | 500 | mg/l | [8 empty] | 1000 | mg/l | [6 empty] | 45 | °C | [8 empty] | 15 | m³/d
IPSWICH-CLIFF QUAY RAEBURN ST | S01GALLAGHKA1 | Direction | Live | No | ADU 15 | Tip-N-Lift (UK) Ltd | Boss Hall House | Boss Hall Road | Sproughton Road | Ipswich | Suffolk | IP1 5BN | 01/08/2009 | Wastewater from the washing of external washing of vehicles. | Tip-N-Lift (UK) Limited | PKF (UK) LLP | 16 The Havens | Ransomes Europark | Ipswich | Suffolk | IP3 9SJ | at a point after through the interceptor | at Sproughton Road | TM1414045420 | TM1414045420 | [54 empty] | 2000 | mg/l | [54 empty] | 1 | m³/hr | [36 empty] | 250 | mg/l | [10 empty] | 11 | pH | 6 | pH | [18 empty] | 1000 | mg/l | [8 empty] | 1000 | mg/l | [6 empty] | 45 | °C | [8 empty] | 10 | m³/d
IPSWICH-CLIFF QUAY RAEBURN ST | S01SHELLBBKA1 | Direction | Live | No | ADU 19 | Shell Bourne Bridge | 551 Wherstead Road | Ipswich | Suffolk |  |  | IP2 8LR | 01/07/2009 | Wastewater, after passage via an interceptor, from the external washing of vehicles using a jet wash only. | Tomro Limited T/A Shell Bourne Bridge | 11 Brittons Road | Barrow | Bury St Edmunds | Suffolk |  | IP29 5AF | at a point after passing through the interceptor | at Wherstead Road, Ipswich | TM1620042050 | TM1620042050 | [54 empty] | 2000 | mg/l | [54 empty] | 1 | m³/hr | [36 empty] | 250 | mg/l | [10 empty] | 11 | pH | 6 | pH | [18 empty] | 1000 | mg/l | [8 empty] | 1000 | mg/l | [6 empty] | 45 | °C | [8 empty] | 5 | m³/d
IPSWICH-CLIFF QUAY RAEBURN ST | S01CROWNPLKA1 | Direction | Live | No | ADU 286 | Crown Pools | Crown Street | Ipswich | Suffolk |  |  | IP1 3JA | 01/12/2009 | Wastewater comprising: 1 - Filtered backwash from swimming pool 2 - Periodic drain-down of swimming pool contents. | Ipswich Borough Council | Grafton House | 15-17 Russell Road | Ipswich | Suffolk |  | IP1 2DE | at a point after the backwash process | at Crown Street | TM1630044860 | TM1634044810 | [54 empty] | 500 | mg/l | [54 empty] | 12 | l/s | [36 empty] | 100 | mg/l | [10 empty] | 10 | pH | 6 | pH | [18 empty] | 500 | mg/l | [8 empty] | 1000 | mg/l | [6 empty] | 45 | °C | [8 empty] | 50 | m³/d
IPSWICH-CLIFF QUAY RAEBURN ST | S01HARMSTXKA0 | Direction | Live | No | ADU 23 | Orwell Launderette | 180 Felixstowe Road | Ipswich | Suffolk |  |  | IP3 8EE | 01/07/2009 | Wastewater arising from the laundering of domestic items only. | Mr J Bevan | 180 Felixstowe Road | Ipswich | Suffolk |  |  | IP3 8EE | at a point within the premises prior to discharging to the public foul sewer | at Felixstowe Road, Ipswich | TM1821043600 | TM1821043610 | [54 empty] | 2000 | mg/l | [54 empty] | 1 | m³/hr | [36 empty] | 100 | mg/l | [10 empty] | 11 | pH | 6 | pH | [18 empty] | 500 | mg/l | [8 empty] | 1000 | mg/l | [6 empty] | 45 | °C | [8 empty] | 10 | m³/d
IPSWICH-CLIFF QUAY RAEBURN ST | S01LENNOXXKA0 | Direction | Live | No | ADU 28 | Fircroft Laundry | 153 Fircroft Road | Ipswich | Suffolk |  |  | IP1 6PT | 01/08/2009 | Wastewater from the laundering of domestic items only. | Mr Steven Driver T/A Fircroft Laundry | 61A Dryden Road | Ipswich | Suffolk |  |  | IP1 6QR | at a point within the premises | at Fircroft Road, Ipswich | TM1564047380 | TM1566047380 | [54 empty] | 2000 | mg/l | [54 empty] | 1 | m³/hr | [36 empty] | 100 | mg/l | [10 empty] | 11 | pH | 6 | pH | [18 empty] | 500 | mg/l | [8 empty] | 1000 | mg/l | [6 empty] | 45 | °C | [8 empty] | 10 | m³/d
IPSWICH-CLIFF QUAY RAEBURN ST | S01IPSRANSKA2 | Direction | Live | No | ADX 312 | Ransomes Jacobsen Limited | West Road | Ransomes Europark | Ipswich | Suffolk |  | IP3 9TT | 01/01/2013 | Wastewaters arising from vehicle and plant washing after passage through an interceptor. | Ransomes Jacobsen Limited | West Road | Ransomes Europark | Ipswich | Suffolk |  | IP3 9TT | at a point at the wash bay (known as "Point 2") | at Central Avenue, Ipswich | TM2036041950 | TM2056041710 | [54 empty] | 2500 | mg/l | [54 empty] | 4 | l/s | [36 empty] | 250 | mg/l | [10 empty] | 11 | pH | 6 | pH | [18 empty] | 1000 | mg/l | [8 empty] | 1000 | mg/l | [6 empty] | 45 | °C | [8 empty] | 5 | m³/d | [14 empty] | 5 | mg/l
IPSWICH-CLIFF QUAY RAEBURN ST | S01CORDLEXKA0 | Direction | Live | No | ADW 202 | B B Laundrette | 63 Bramford Road | Ipswich | Suffolk |  |  | IP1 2LU | 01/02/2012 | Wastewater from the laundering of domestic items only. | Alan Salih | 63 Bramford Road | Ipswich | Suffolk |  |  | IP1 2LU | at a point within the premises prior to discharging to the public foul sewer | at Bramford Road, Ipswich | TM1537045060 | TM1536045080 | [54 empty] | 2000 | mg/l | [54 empty] | 1 | m³/hr | [36 empty] | 100 | mg/l | [10 empty] | 11 | pH | 6 | pH | [18 empty] | 1000 | mg/l | [8 empty] | 1000 | mg/l | [6 empty] | 45 | °C | [8 empty] | 5 | m³/d
IPSWICH-CLIFF QUAY RAEBURN ST | S01IPSOVGXKA1 | Direction | Live | No | ADX 272 | Orwell Veterinary Group | Hartree Way | Grange Farm | Kesgrave | Suffolk |  | IP5 2BZ | 01/01/2013 | Wastewater from an X-ray processor (after passage through silver recovery processes) and from a laundry facility. | Orwell Vets Limited | 1 Tommy Flowers Drive | Kesgrave | Ipswich | Suffolk |  | IP5 2BZ | at a point prior to discharge into the public foul sewer | at Hartree Way, Kesgrave | TM2335045300 | TM2330045330 | [54 empty] | 1000 | mg/l | [54 empty] | 0.1 | l/s | [36 empty] | 100 | mg/l | [10 empty] | 10 | pH | 6 | pH | [14 empty] | 2 | mg/l |  |  | 500 | mg/l | [16 empty] | 45 | °C | [8 empty] | 1 | m³/d
IPSWICH-CLIFF QUAY RAEBURN ST | S01ESSONACKA1 | Direction | Live | No | ADU 65 | Petrol Service Station | 581 Nacton Road | Ipswich | Suffolk |  |  | IP1 6JR | 01/07/2009 | Wastewater, after passage via an interceptor, from the external washing of vehicles only. | East of England Co-operative Society Ltd | Wherstead Park | Wherstead | Ipswich | Suffolk |  | IP9 2BJ | at a point after passing through the interceptor | at Nacton Road, Ipswich | TM1944042040 | TM1942042020 | [54 empty] | 2000 | mg/l | [54 empty] | 1 | m³/hr | [36 empty] | 250 | mg/l | [10 empty] | 11 | pH | 6 | pH | [18 empty] | 1000 | mg/l | [8 empty] | 1000 | mg/l | [6 empty] | 45 | °C | [8 empty] | 7 | m³/d
IPSWICH-CLIFF QUAY RAEBURN ST | S01CLARICEKA1 | Direction | Live | No | ADU 67 | Clarice House | Bramford Road | Bramford | Ipswich | Suffolk |  | IP8 4AZ | 01/08/2009 | Wastewater comprising filtered backwash waters from swimming pool and periodic emptying of pool contents. | Clarice Leisure PLC | Clarice House | Bramford Road | Bramford | Ipswich | Suffolk | IP8 4AZ | at a point within the premises and prior to discharge into the public foul sewer | at Bramford Road | TM1310046500 | TM1310046500 | [54 empty] | 500 | mg/l | [54 empty] | 1 | l/s | [36 empty] | 100 | mg/l | [10 empty] | 10 | pH | 6 | pH | [18 empty] | 500 | mg/l | [8 empty] | 1000 | mg/l | [6 empty] | 45 | °C | [8 empty] | 7 | m³/d
IPSWICH-CLIFF QUAY RAEBURN ST | S01PAULXXXKA1 | Direction | Live | No | ADZ 14 | Wheely Clean Services | 22 Wexford Road | Ipswich | Suffolk |  |  | IP1 5LE | 23/04/2014 | Screened used waters arising from the cleaning of wheelie bins | Gavin Lee Paul | t/a Wheely Clean Services | 22 Wexford Road | Ipswich | Suffolk |  | IP1 5LE | at a point prior to discharge into the public foul sewer | at Wexford Road, Ipswich | TM1376046584 | TM1377546564 | [54 empty] | 10000 | mg/l | [54 empty] | 0.5 | m³/hr | [36 empty] | 300 | mg/l | [10 empty] | 10 | pH | 6 | pH | [18 empty] | 5000 | mg/l | [8 empty] | 1000 | mg/l | [6 empty] | 45 | °C | [8 empty] | 1 | m³/d
IPSWICH-CLIFF QUAY RAEBURN ST | S01SHELLGRKA1 | Direction | Live | No | ADZ 335 | Applegreen | Heath Service Station | 23 Woodbridge Road East | Ipswich | Suffolk |  | IP4 5QN | 02/07/2015 | Used water from the external washing of vehicles. | Petrogas Group UK Limited | 200 Strand | London |  |  |  | WC2R 1DJ | at a point after passing through the interceptor | at Woodbridge Road East, Ipswich | TM1924545131 | TM1928545133 | [54 empty] | 2500 | mg/l | [54 empty] | 0.5 | l/s | [48 empty] | 11 | pH | 6 | pH | [18 empty] | 1000 | mg/l | [16 empty] | 45 | °C | [8 empty] | 5 | m³/d
IPSWICH-CLIFF QUAY RAEBURN ST | S01IMOIPSWKA1 | Direction | Live | No | ADV 318 | ARC Clean Car Centre | Hawes Street | Ipswich | Suffolk |  |  | IP2 8RL | 01/02/2011 | Wastewater arising from the external washing of vehicles, after passage through an interceptor. | Anduff Car Wash Limited | 35 - 37 Amersham Hill | High Wycombe | Buckinghamshire |  |  | HP12 6NU | at a point after the interceptor prior to discharge to the public foul sewer | at Hawes Street, Ipswich | TM1660043200 | TM1652032940 | [54 empty] | 2500 | mg/l | [54 empty] | 1 | l/s | [36 empty] | 250 | mg/l | [10 empty] | 11 | pH | 6 | pH | [18 empty] | 1000 | mg/l | [8 empty] | 1000 | mg/l | [6 empty] | 45 | °C | [8 empty] | 5 | m³/d
IPSWICH-CLIFF QUAY RAEBURN ST | S01PRIORYXKA1 | Direction | Live | No | ADV 32 | Snax 24 - Ipswich 2 | 333-347 Spring Road | Ipswich | Suffolk |  |  | IP4 5NA | 01/07/2010 | Wastewater from vehicle jet wash unit. | Snax 24 Limited | 110 Cannon Street | London |  |  |  | ECN4 6AR | at a point prior to discharging to the public foul sewer | at Spring Road, Ipswich | TM1873044930 | TM1873044930 | [54 empty] | 2000 | mg/l | [54 empty] | 1 | m³/hr | [36 empty] | 300 | mg/l | [10 empty] | 11 | pH | 6 | pH | [18 empty] | 1000 | mg/l | [8 empty] | 1000 | mg/l | [6 empty] | 45 | °C | [8 empty] | 2 | m³/d
IPSWICH-CLIFF QUAY RAEBURN ST | S01DAFHOUSKA1 | Direction | Live | No | ADZ 231 | Chassis Cab Ltd | DAF House | Addison Way | Bramford Road | Great Blakenham, Ipswich |  | IP6 0LB | 01/04/2015 | Used waters from the external washing of vehicles including pre-MOT inspection cleaning. | Chassis - Cab Limited | DAF House | Great Blakenham | Ipswich, Suffolk |  |  | IP6 0RL | at a point after passing through the interceptor | at Bramford Road, Great Blakenham | TM1189849770 | TM1210049800 | [54 empty] | 2500 | mg/l | [54 empty] | 0.6 | l/s | [36 empty] | 250 | mg/l | [10 empty] | 11 | pH | 6 | pH | [18 empty] | 1000 | mg/l | [8 empty] | 1000 | mg/l | [6 empty] | 45 | °C | [8 empty] | 10 | m³/d
IPSWICH-CLIFF QUAY RAEBURN ST | S01HYRONXXKA0 | Direction | Live | No | ADT 48 | Spinclean Lauderette | 81 Great Whip Street | Ipswich | Suffolk |  |  | IP2 8EZ | 01/08/2008 | Wastewater from the laundering of clothes. | Steven West | Spinclean Launderette | 81 Great Whip Street | Ipswich | Suffolk |  | IP2 8EZ | at a point prior to discharge into the public foul sewer | Felaw street, Ipswich | TM1651043670 | TM1605043710 | [54 empty] | 2000 | mg/l | [54 empty] | 1 | m³/hr | [36 empty] | 100 | mg/l | [10 empty] | 11 | pH | 6 | pH | [18 empty] | 500 | mg/l | [8 empty] | 1000 | mg/l | [6 empty] | 45 | °C | [8 empty] | 5 | m³/d
IPSWICH-CLIFF QUAY RAEBURN ST | S01IPSABPSKA0 | Consent | Live | No | ACZ 124 | Associated British Ports | Shed 15 | Cliff Quay |  |  |  | IP3 0BS | 11/09/2014 | Used water from external washing of vehicles. | Associated British Ports | Aldwych House | 71 -91 Aldwych | London |  |  | WC2B 4HN | at a point on the premises | at Cliff Quay, Ipswich | TM1691742044 | TM1679842227 | [54 empty] | 2500 | mg/l | [54 empty] | 5 | l/s | [36 empty] | 250 | mg/l | [10 empty] | 11 | pH | 6 | pH | [18 empty] | 1000 | mg/l | [8 empty] | 1000 | mg/l | [6 empty] | 45 | °C | [8 empty] | 2 | m³/d
IPSWICH-CLIFF QUAY RAEBURN ST | S01IPSDHLXKA1 | Consent | Live | No | ACS 118 | DHL Express (UK) Limited | Unit 1 | Great Whip Street | Ipswich | Suffolk |  | IP2 8EY | 17/10/2007 | Wastewater, after passage via a suitable well maintained interceptor, from the external washing of vehicles. | DHL Express (UK) Limited | Orbital Park | 177-188 Great Southwest Road | Hounslow | Middlesex |  | TW4 6JS | at a point after the interceptor and prior to discharge into the public foul sewer | at Great Whip Street, Ipswich | TM1645043880 | TM1646043920 | [54 empty] | 2000 | mg/l | [54 empty] | 1 | l/s | [36 empty] | 250 | mg/l | [10 empty] | 11 | pH | 6 | pH | [18 empty] | 1000 | mg/l | [8 empty] | 1000 | mg/l | [6 empty] | 45 | °C | [8 empty] | 1 | m³/d
IPSWICH-CLIFF QUAY RAEBURN ST | S01IPSBUILKA1 | Consent | Live | No | ACZ 600 | Buildbase - Ipswich | 11 Wentworth Road | Ransomes Europark | Ipswich | Suffolk |  | IP3 9SL | 18/11/2016 | Used water arising from vehicle and plant wash. | Grafton Merchanting GB Ltd | PO Box 1586, Gemini One | John Smith Drive | Oxford Business Park South | Oxford |  | OX4 9JF | at a point after the interceptor, prior to discharge to the public foul sewer | at Wentworth Road | TM2073441741 | TM2073041721 | [54 empty] | 2500 | mg/l | [54 empty] | 0.3 | l/s | [48 empty] | 11 | pH | 6 | pH | [18 empty] | 1000 | mg/l | [16 empty] | 45 | °C | [8 empty] | 1 | m³/d
IPSWICH-CLIFF QUAY RAEBURN ST | S01HALLINGKA1 | Direction | Live | No | ADU 25 | Launderclean Launderette | 472 Woodbridge Road | Ipswich | Suffolk |  |  | IP4 4QA | 01/08/2009 | Wastewater arising from the laundering of domestic items only. | Mr Christopher Robinson | Humber Doucy House | 79 Humber Doucy Lane | Ipswich | Suffolk |  | IP4 3NU | at a point within the premises prior to discharging to the public foul sewer | at Woodbridge Road, Ipswich | TM1834045120 | TM1834045120 | [54 empty] | 2000 | mg/l | [54 empty] | 1 | l/s | [36 empty] | 100 | mg/l | [10 empty] | 11 | pH | 6 | pH | [18 empty] | 500 | mg/l | [8 empty] | 1000 | mg/l | [6 empty] | 45 | °C | [8 empty] | 5 | m³/d
IPSWICH-CLIFF QUAY RAEBURN ST | S01ECBUSFSKA1 | Direction | Live | No | ADU 287 | First Eastern Counties Buses Limited | Foundation Street/Star Lane | Ipswich | Suffolk |  |  | IP4 1BN | 01/12/2009 | Wastewater from vehicle washing only. | First Eastern Counties Buses Limited | Rouen House | Rouen Road | Norwich | Norfolk |  | NR1 1RB | at a point prior to discharge into the public foul sewer | at Foundation Street, Ipswich | TM1656044140 | TM1649044140 | [54 empty] | 2000 | mg/l | [54 empty] | 1 | m³/hr | [36 empty] | 250 | mg/l | [10 empty] | 11 | pH | 6 | pH | [18 empty] | 1000 | mg/l | [8 empty] | 1000 | mg/l | [6 empty] | 45 | °C | [8 empty] | 7 | m³/d
IPSWICH-CLIFF QUAY RAEBURN ST | S01IPSSUEZKA1 | Consent | Live | No | ACZ 650 | Suez Suffolk Energy from Waste Facility | Lodge Lane | Great Blakenham | Suffolk |  |  | IP6 0JE | 08/02/2017 | Used water arising from reverse osmosis water treatment plant. | Suez Recycling and Recovery Suffolk Ltd | Suez House | Grenfell Road | Maidenhead | Berkshire |  | SL6 1ES | at a point following RO treatment , and prior to discharge to the public foul sewer | at MH2701, Lodge Lane, Gt Blakenham | TM1235949651 | TM1227349719 | [54 empty] | 2000 | mg/l | [54 empty] | 0.3 | l/s | [48 empty] | 10 | pH | 6 | pH | [18 empty] | 1000 | mg/l | [16 empty] | 45 | °C | [8 empty] | 24 | m³/d
IPSWICH-CLIFF QUAY RAEBURN ST | S01IPSGMTXKA1 | Consent | Live | No | TECO-0089-2018 | G & M Tex Ltd | Unit 69 | Claydon Business Park | Great Blakenham | Ipswich |  | IP6 0NL | 03/10/2018 | Used water arising from the periodic cleaning flush of the cooling system and associated test bay tank. | G & M Tex Ltd | Unit 25 | Claydon Business Park | Great Blakenham | Ipswich |  | IP6 0NL | a point after the discharge point form the test tank and prior to the public foul sewer | in Gipping Road | TM1254150506 | TM1236750307 | [54 empty] | 1000 | mg/l | [54 empty] | 1 | l/s | [48 empty] | 10 | pH | 6 | pH | [18 empty] | 500 | mg/l | [16 empty] | 45 | °C | [8 empty] | 37 | m³/d
IPSWICH-CLIFF QUAY RAEBURN ST | S01IPSMEDQKA1 | Consent | Live | No | TECO-0108-2018 | Medequip Assistive Technology Ltd | Unit 31 | Bluestem Road | Ransomes Euro Park | Ipswich | Suffolk | IP3 9RR | 26/10/2018 | Used waters arising from the cleaning of used community healthcare equipment. | Medequip Assistive Technology Ltd | Unit 2 | The Summit Centre | Skyport Drive | Harmondsworth | West Drayton, Middlesex | UB7 0LJ | a point after the wash down area and prior to the public foul sewer | the junction of Nacton Road and Ransomes Way, Ipswich | TM2059841556 | TM1971541742 | [54 empty] | 5000 | mg/l | [54 empty] | 0.5 | l/s | [48 empty] | 10 | pH | 6 | pH | [18 empty] | 1000 | mg/l | [16 empty] | 45 | °C | [8 empty] | 0.5 | m³/d
IPSWICH-CLIFF QUAY RAEBURN ST | S01STANARDKA1 | Direction | Live | No | TEDI-0110-2019 | Alan Diggens t/a McAvac | Unit 28 Portmans Walk Industrial Centre | Portmans Walk, Ipswich | Suffolk |  |  | IP1 2DW | 11/11/2019 | Used waters arising from car-valeting service. | Alan Diggens | 24 The Strand | Wherstead | Ipswich |  |  | IP2 8NL | the final chamber of the oil interceptor in front of Unit 28 prior to discharging to the public foul sewer | Portman Walk, Ipswich | TM1533444367 | TM1535844302 | [54 empty] | 2500 | mg/l | [54 empty] | 0.3 | l/s | [48 empty] | 11 | pH | 6 | pH | [18 empty] | 1000 | mg/l | [16 empty] | 45 | °C | [8 empty] | 2 | m³/d
IPSWICH-CLIFF QUAY RAEBURN ST | S01IPSASDAKA1 | Consent | Live | No | TECO-0107-2020 | ASDA Ipswich Petrol Station | Whitehouse Industrial Estate | Goddard Road | Ipswich, Suffolk |  |  | IP1 5PD | 05/11/2020 | Used water, after passage via a silt trap, from the external washing of vehicles only. | ASDA Stores Ltd | ASDA House | Southbank | Great Wilson Street | Leeds |  | LS11 5AD | the first MH downstream of the silt traps located in the jetwash bays | Goddard Road, Ipswich | TM1344247529 | TM1353847320 | [54 empty] | 2500 | mg/l | [54 empty] | 0.5 | l/s | [48 empty] | 11 | pH | 6 | pH | [18 empty] | 1000 | mg/l | [16 empty] | 43 | °C | [8 empty] | 2.5 | m³/d
IPSWICH-CLIFF QUAY RAEBURN ST | S01GACOUSTKA0 | Direction | Live | No | TEDI-0030-2021 | G P Acoustics (UK) Limited | Unit 111 | Claydon Business Park | Great Blakenham | Ipswich | Suffolk | IP6 0NL | 30/06/2021 | Used water arising from the washing of spray masks. | G P Acoustics (UK) Limited | Park House Crawley Business Quarter | Manor Royal | Crawley | West Sussex |  | RH10 9AD | the discharge point within the premises prior to discharging to the public foul sewer | Gipping Road, Great Blakenham | TM1237450630 | TM1236750307 | [54 empty] | 25000 | mg/l | [54 empty] | 1 | l/s | [48 empty] | 11 | pH | 6 | pH | [18 empty] | 2500 | mg/l | [16 empty] | 43 | °C | [8 empty] | 0.2 | m³/d
IPSWICH-CLIFF QUAY RAEBURN ST | S01IPSFCCWKA1 | Consent | Live | No | TECO-0071-2021 | Lytham Road Waste Transfer Station | Lytham Road | Ipswich | Suffolk |  |  | IP3 9BF | 29/04/2021 | Contaminated surface water runoff arising from external yard areas of a waste transfer station and discharged via full retention Class 1 interceptors and a flow control device. | FCC Waste Services (UK) Ltd T/A FCC Environment | Ground Floor West | 900 Pavilion Drive | Northampton Business Park | Northampton |  | NN4 7RG | 'FW MH4' adjacent to the pedestrian crossing immediately after the weigh bridge and site office | Nacton Road, Ipswich | TM2102141384 | TM1971541742 | [54 empty] | 1000 | mg/l | [54 empty] | 2 | l/s | [48 empty] | 10 | pH | 6 | pH | [18 empty] | 500 | mg/l | [16 empty] | 43 | °C | [8 empty] | 1 | m³/d
IPSWICH-CLIFF QUAY RAEBURN ST | S01IPSARDSKA1 | Consent | Live | No | TECO-0163-2021 | Ardent Hire Solutions Ltd | 289-297 Felixstowe Road | Ipswich | Suffolk |  |  | IP3 9BS | 10/08/2021 | Used water, after passage via an interceptor and silt trap from the external washing of plant and vehicles only. | Ardent Hire Solutions Ltd | Ardent House | 32 Crown Street | Enfield | Middlesex |  | EN1 1TH | a point after the interceptor and silt trap and prior to the public foul sewer | the rear of the premises adjacent to the railway line | TM1860543617 | TM1860943622 | [54 empty] | 2500 | mg/l | [54 empty] | 0.3 | l/s | [48 empty] | 11 | pH | 6 | pH | [18 empty] | 1000 | mg/l | [16 empty] | 43 | °C | [8 empty] | 2.5 | m³/d
IPSWICH-CLIFF QUAY RAEBURN ST | S01IPSECOOKA1 | Direction | Live | No | TEDI-0094-2022 | Slicker Recycling Limited | Holywells Site, Vopak | Cliff Quay Dock | Ipswich, Suffolk |  |  | IP3 0BE | 29/06/2022 | Used waters arising from the oil separation of "Marpol" slops following chemical dosing pre-treatment. | Slicker Recycling Limited | Lombard House | Worcester Road | Stourport-on-Severn | Worcestershire |  | DY13 9BZ | the discharge point of the separation tanks, prior to connection to the public foul sewer | Cliff Quay Dock, Ipswich | TM1705042930 | TM1696042950 | [54 empty] | 3000 | mg/l | [54 empty] | 2.4 | l/s | [48 empty] | 10 | pH | 6 | pH | [18 empty] | 200 | mg/l | [8 empty] | 1000 | mg/l | [6 empty] | 43 | °C | [8 empty] | 75 | m³/d | [14 empty] | 1.5 | mg/l
IPSWICH-CLIFF QUAY RAEBURN ST | S01IPSRANSKA1 | Direction | Live | No | TEDI-0081-2022 | Ransomes Jacobsen Limited | West Road | Ransomes Europark | Ipswich | Suffolk |  | IP3 9TT | 12/07/2022 | Used (rinse) waters arising from (i) the degreasing and surface wash preparation for painting, and (ii) the oxsilan paint pre-treatment unit after effluent pre-treatment. | Ransomes Jacobsen Limited | West Road | Ransomes Europark | Ipswich | Suffolk |  | IP3 9TT | the tap after the effluent treatment plant (known as "Point 1") | Central Avenue, Ipswich | TM1980041910 | TM2046141739 | [54 empty] | 1000 | mg/l | [54 empty] | 9 | l/s | [48 empty] | 10 | pH | 6 | pH | [18 empty] | 500 | mg/l | [16 empty] | 43 | °C | [8 empty] | 30 | m³/d
IPSWICH-CLIFF QUAY RAEBURN ST | S01IPSBRADKA1 | Direction | Live | No | TEDI-0098-2022 | Bradleys (Stowmarket) Limited | T/A Bradleys Metal Finishers | 49 Knightsdale Road | Ipswich | Suffolk |  | IP1 4JJ | 24/05/2022 | Used water from mild steel washer containing degreasers. | Bradleys (Stowmarket) Limited | 49 Knightsdale Road | Ipswich | Suffolk |  |  | IP1 4JJ | the discharge pipe in the pre treatment room, prior to discharge into the public foul sewer | Knightsdale Road, Ipswich | TM1548346550 | TM1544046490 | [54 empty] | 2000 | mg/l | [54 empty] | 1 | l/s | [48 empty] | 10 | pH | 6 | pH | [18 empty] | 500 | mg/l | [16 empty] | 43 | °C | [8 empty] | 1 | m³/d | [14 empty] | 5 | mg/l
IPSWICH-CLIFF QUAY RAEBURN ST | S01IPSBRADKA2 | Direction | Live | No | TEDI-0099-2022 | Bradleys (Stowmarket) Limited | T/A Bradleys Surface Finishers | 49 Knightsdale Road | Ipswich | Suffolk |  | IP1 4JJ | 24/05/2022 | Used water from washing aluminium components. | Bradleys (Stowmarket) Limited | 49 Knightsdale Road | Ipswich | Suffolk |  |  | IP1 4JJ | the sink discharge point in the pre treatment room, prior to discharge into the public foul sewer | Knightsdale Road, Ipswich | TM1547546577 | TM1544046490 | [22 empty] | 100 | mg/l | [30 empty] | 2000 | mg/l | [54 empty] | 1 | l/s | [48 empty] | 10 | pH | 6 | pH | [18 empty] | 500 | mg/l | [16 empty] | 43 | °C | [8 empty] | 1 | m³/d | [14 empty] | 5 | mg/l
IPSWICH-CLIFF QUAY RAEBURN ST | S01IPSMEDIKA1 | Direction | Live | No | TEDI-0103-2022 | Medi-Plinth Equipment Ltd | 7 - 11 Holywells Road | Ipswich | Suffolk |  |  | IP3 0DL | 22/08/2022 | Final rinse waters from an alkali phosphating process. | Medi-Plinth Equipment Ltd | Blays Cottage | Blays Lane | Egham | Surrey |  | TW20 0PB | the phosphating plant discharge point prior to entry into the public foul sewer | Holywells Road, Ipswich | TM1726743543 | TM1724043540 | [54 empty] | 1000 | mg/l | [54 empty] | 0.07 | l/s | [48 empty] | 10 | pH | 6 | pH | [18 empty] | 500 | mg/l | [16 empty] | 43 | °C | [8 empty] | 2.5 | m³/d
IPSWICH-CLIFF QUAY RAEBURN ST | S01IPSBIGSKA1 | Direction | Live | No | TEDI-0104-2022 | PDC | Units 6, 7 & 8 | Dencora Business Centre | Whitehouse Road | Ipswich, Suffolk |  | IP1 5LU | 01/06/2022 | Used water arising from screen wash-down booth only. | Brady Corporation Limited T/A PDC | Wildmere Industrial Estate | Banbury | Oxfordshire |  |  | OX16 3JU | the discharge point from the spray booth, prior to discharge into the public foul sewer | Whitehouse Road, Ipswich | TM1386047090 | TM1372947060 | [54 empty] | 5000 | mg/l | [54 empty] | 1 | l/s | [48 empty] | 10 | pH | 6 | pH | [18 empty] | 1000 | mg/l | [16 empty] | 43 | °C | [8 empty] | 1 | m³/d | [14 empty] | 2 | mg/l
IPSWICH-CLIFF QUAY RAEBURN ST | S01IPSCOFCKA | Consent | Live | No | TECO-0046-2022 | Cofco International UK Ltd | Ipswich Grain Terminal | Powell Duffryn House | Cliff Quay | Ipswich | Suffolk | IP3 9SJ | 09/05/2022 | Used water, after passage via an interceptor, from the external washing of vehicles only. | Cofco International UK Ltd | 15 The Havens | Ransomes Europark | Ipswich | Suffolk |  | IP3 9SJ | the sump sited after the grit trap and prior to connection to the public foul sewer | Cliff Quay, Ipswich | TM1693042570 | TM1681042570 | [54 empty] | 2500 | mg/l | [54 empty] | 0.3 | l/s | [48 empty] | 11 | pH | 6 | pH | [18 empty] | 1000 | mg/l | [16 empty] | 43 | °C | [8 empty] | 2 | m³/d
IPSWICH-CLIFF QUAY RAEBURN ST | S01IPSNORFKA1 | Direction | Live | No | TEDI-0095-2022 | Norfolk Truck & Van Limited | Lodge Lane | Great Blakenham | Ipswich | Suffolk |  | IP6 0LB | 01/06/2022 | Used water arising from the external washing of trucks, including pre-MOT inspection and 5th wheel cleaning. | Norfolk Truck & Van Limited | C/O Saint Vincent Holdings Ltd | School Lane | Sprowston | Norwich | Norfolk | NR7 8TL | a point after the interceptor and prior to discharge into the public foul sewer | Chapel Lane, Great Blakenham | TM1223049800 | TM1233349823 | [54 empty] | 2500 | mg/l | [16 empty] | 2 | mg/l | [36 empty] | 1 | l/s | [36 empty] | 250 | mg/l | [10 empty] | 11 | pH | 6 | pH | [18 empty] | 1000 | mg/l | [16 empty] | 43 | °C | [8 empty] | 5 | m³/d | [14 empty] | 5 | mg/l
IPSWICH-CLIFF QUAY RAEBURN ST | S01IPSBRETKA0 | Consent | Live | No | TECO-0024-2022 | Brett Concrete Ltd | Brett Readymix Concrete Batching Plant | West Bank Terminal, Ipswich Port | Wherstead Road | Ipswich | Suffolk | IP2 8LY | 25/04/2022 | Used waters from concrete batching yard and process (excess rainfall runoff and mains water not used in product). | Brett Concrete Ltd | Robert Brett House | Ashford Road | Canterbury | Kent |  | CT4 7PP | the discharge tap on the pipework from the recycled water tank | Wherstead Road, Ipswich | TM1665443013 | TM1633142974 | [54 empty] | 2000 | mg/l | [54 empty] | 5.6 | l/s | [48 empty] | 12 | pH | 6 | pH | [18 empty] | 1000 | mg/l | [16 empty] | 43 | °C | [8 empty] | 20 | m³/d
IPSWICH-CLIFF QUAY RAEBURN ST | S01MASONLFKA1 | Direction | Live | Yes | TEDI-0210-2022 | Valencia Waste Management Ltd | Masons Landfill Site | Great Blakenham | Ipswich | Suffolk |  | IP6 0JX | 09/05/2023 | Treated leachate arising from the Masons landfill site and from other external leachate sources plus used water from the external washing of vehicles and Material Recycling Facility run-off (consisting of contaminated rainfall only). | Valencia Waste Management Ltd | Oil Depot | 242 London Road | Stretton on Dunsmore | England |  | CV23 9JA | the discharge point (header tank) of the treated leachate tank prior to discharge into the public foul sewer | manhole No. 1900, rear of 72 Chapel Lane, Great Blakenham | TM1157050090 | TM1215049940 | [24 empty] | 50 | mg/l | [16 empty] | 20 | mg/l |  |  |  |  | 0.01 | mg/l |  |  |  |  | 1200 | mg/l |  |  |  |  | 3500 | mg/l | [48 empty] | 2.5 | l/s | [48 empty] | 10 | pH | 6 | pH | [18 empty] | 200 | mg/l | [8 empty] | 1000 | mg/l | [6 empty] | 45 | °C | [8 empty] | 210 | m³/d | 2000 | mg/l
IPSWICH-CLIFF QUAY RAEBURN ST | S01IPSIMPAKA0 | Direction | Live | No | TEDI-0285-2022 | Impact Handling | Unit 105 - Claydon Business Park | Gipping Road | Great Blakenham | Ipswich, Suffolk |  | IP6 0NL | 12/03/2023 | Used water, after passage through an interceptor, arising from the external washing of fork trucks and equipment | Impact Fork Trucks Limited T/A Impact Handling | Wilberforce Court | High Street | Hull | North Humberside |  | HU1 1YJ | the discharge from the interceptor situated adjacent to site boundary | Gipping Road, Gt. Blakenham, Ipswich | TM1227050680 | TM1236750307 | [54 empty] | 2500 | mg/l | [54 empty] | 1 | l/s | [36 empty] | 250 | mg/l | [10 empty] | 11 | pH | 6 | pH | [18 empty] | 1000 | mg/l | [16 empty] | 43 | °C | [8 empty] | 1 | m³/d
IPSWICH-CLIFF QUAY RAEBURN ST | S01IPSBBBCKA0 | Direction | Live | No | TEDI-0264-2022 | Briarbank Brewing Company | 70 Fore Street | Ipswich | Suffolk |  |  | IP4 1LB | 28/12/2022 | Used waters arising from the cleaning of plant and equipment used in brewing processes and cask washing. | Bentleys Restaurants Limited T/A Briarbank Brewing Company | Isaac Lord Merchant Quarter | 7 Wherry Quay | Ipswich | Suffolk |  | IP4 1AS | the chamber immediately to the rear of the brewery premises prior to discharging into the public foul sewer | Salthouse Street, Ipswich | TM1681244146 | TM1678044160 | [54 empty] | 10000 | mg/l | [54 empty] | 0.5 | l/s | [48 empty] | 10 | pH | 6 | pH | [18 empty] | 1000 | mg/l | [16 empty] | 43 | °C | [8 empty] | 3 | m³/d
IPSWICH-CLIFF QUAY RAEBURN ST | S01IPSFRLNKA1 | Direction | Live | No | TEDI-0157-2023 | Freightliner Ltd | Top Yard | Ranelagh Road | Ipswich | Suffolk |  | IP2 0AQ | 22/11/2023 | Used water, after passage via an interceptor, from the external washing of locomotive windows and windscreens only. In addition, used water, after passage through an interceptor, from ONE locomotive undercarriage washing per week. | Freightliner Ltd | 6th Floor The Lewis Building | 35 Bull Street | Birmingham |  |  | B4 6EQ | (site) foul manhole chamber CL8.310 | Ranelagh Road, Ipswich | TM1508644067 | TM1513944065 | [54 empty] | 2500 | mg/l | [54 empty] | 1 | l/s | [48 empty] | 11 | pH | 6 | pH | [18 empty] | 1000 | mg/l | [16 empty] | 43 | °C | [8 empty] | 3 | m³/d
IPSWICH-CLIFF QUAY RAEBURN ST | S01IPSMILEKA1 | Consent | Live | No | TECO-0226-2023 | Milestone Infrastructure Ltd | Pheonix House Highways Depot | Goddard Road | Ipswich | Suffolk |  | IP1 5NP | 03/10/2023 | Used water, after passage via an interceptor, from the external washing of vehicles including gritting vehicles, and following removal of excess salt away from the wash bay. | Milestone Infrastructure Ltd | Abel Smith House | Gunnels Wood Road | Stevenage | Hertfordshire |  | SG1 2ST | manhole S42 downstream of the interceptor serving the wash bay area | Goddard Road, Ipswich | TM1328847323 | TM1337747286 | [54 empty] | 2500 | mg/l | [54 empty] | 0.1 | l/s | [48 empty] | 11 | pH | 6 | pH | [18 empty] | 1000 | mg/l | [16 empty] | 43 | °C | [8 empty] | 3.5 | m³/d
IPSWICH-CLIFF QUAY RAEBURN ST | S01RANDXXXKA1 | Direction | Live | No | TEDI-0236-2023 | E. Rand & Sons Limited | Chapel Lane | Great Blakenham | Ipswich, Suffolk |  |  | IP6 0JY | 06/02/2024 | Used water, after passage via an interceptor, from the jet-washing of engines and associated components only. | E. Rand & Sons Limited | Chapel Lane | Great Blakenham | Ipswich, Suffolk |  |  | IP6 0JY | the final chamber of the interceptor, prior to connection to the public foul sewer | manhole 5001 in Chapel Lane | TM1247050090 | TM1253650050 | [54 empty] | 2000 | mg/l | [54 empty] | 0.3 | l/s | [36 empty] | 250 | mg/l | [10 empty] | 11 | pH | 6 | pH | [18 empty] | 1000 | mg/l | [16 empty] | 43 | °C | [8 empty] | 1 | m³/d | [14 empty] | 5 | mg/l
IPSWICH-CLIFF QUAY RAEBURN ST | S01IPSBRADKA4 | Consent | Live | No | TECO-0210-2024 | Bradleys (Stowmarket) Limited | Unit 1, 59 Knightsdale Road | Ipswich, Suffolk |  |  |  | IP1 4JJ | 06/11/2024 | Used water from the washing of Aluminium components. | Bradleys (Stowmarket) Limited | 49 Knightsdale Road | Ipswich, Suffolk |  |  |  | IP1 4JJ | the discharge pipe, in the pre-treatment room, prior to discharge into the public foul sewer | Knightsdale road, Ipswich | TM1561046526 | TM1556446494 | [22 empty] | 100 | mg/l | [30 empty] | 1000 | mg/l | [54 empty] | 1 | l/s | [48 empty] | 10 | pH | 6 | pH | [18 empty] | 500 | mg/l | [16 empty] | 43 | °C | [8 empty] | 1 | m³/d | [14 empty] | 5 | mg/l
IPSWICH-CLIFF QUAY RAEBURN ST | S01IPSBRADKA5 | Consent | Live | No | TECO-0218-2024 | Bradleys (Stowmarket) Limited | Unit 1, 59 Knightsdale Road | Ipswich, Suffolk |  |  |  | IP1 4JJ | 06/11/2024 | Used water from mild steel washer containing degreasers. | Bradleys (Stowmarket) Limited | 49 Knightsdale Road | Ipswich, Suffolk |  |  |  | IP1 4JJ | the discharge pipe, in the pre-treatment room, prior to discharge into the public foul sewer | Knightsdale Road, Ipswich | TM1561046526 | TM1556446494 | [54 empty] | 2000 | mg/l | [54 empty] | 1 | l/s | [48 empty] | 10 | pH | 6 | pH | [18 empty] | 500 | mg/l | [16 empty] | 43 | °C | [8 empty] | 1 | m³/d | [14 empty] | 5 | mg/l
IPSWICH-CLIFF QUAY RAEBURN ST | S01IPSSACKKA1 | Direction | Live | No | TEDI-0048-2025 | Sackers Limited | Railway Sidings, Gipping Road | Great Blakenham | Ipswich, Suffolk |  |  | IP6 0JB | 26/08/2025 | Used water from contaminated surface run-off discharged via a suitable well-maintained interceptor and flow balancing tank. | Sackers Limited | Railway Sidings, Gipping Road | Great Blakenham | Ipswich, Suffolk |  |  | IP6 0JB | the site boundary near to the rear gate prior to discharging from the final interceptor into the public foul sewer | Gipping Road, Great Blakenham | TM1233050310 | TM1233050310 | [54 empty] | 5000 | mg/l | [54 empty] | 10 | l/s | [48 empty] | 10 | pH | 6 | pH | [18 empty] | 1000 | mg/l | [16 empty] | 43 | °C | [8 empty] | 2 | m³/d
IPSWICH-CLIFF QUAY RAEBURN ST | S01BRANDXXKA1 | Direction | Live | No | TEDI-0156-2025 | Jack Brand Limited | Bridge House Buildings | Gipping Road | Claydon | Ipswich | Suffolk | IP6 0HX | 17/03/2026 | Used water arising from the slaughtering, packaging and processing of poultry, and from the washing of vehicles used for transporting poultry and poultry products. | Jack Brand Limited | 3rd Floor Great Titchfield House | 14-18 Great Titchfield Street | London |  |  | W1W 8BD | a point after the DAF treatment, prior to discharge to the public foul sewer | Station Road, Claydon | TM1263950251 | TM1260750147 | [54 empty] | 2000 | mg/l | [54 empty] | 6 | l/s | [48 empty] | 10 | pH | 6 | pH | [18 empty] | 500 | mg/l | [16 empty] | 43 | °C | [8 empty] | 400 | m³/d
IPSWICH-CLIFF QUAY RAEBURN ST | S01SHELWELKA1 | Direction | Live | No | TEDI-0161-2025 | Sheldrake and Wells Limited | Osbourne Road | Ipswich | Suffolk |  |  | IP3 0NN | 06/02/2026 | Used water from the pressure testing of radiators. | Sheldrake and Wells Limited | Osbourne Road | Ipswich | Suffolk |  |  | IP3 0NN | the settlement/testing open tank prior to discharge to the public foul sewer | Osbourne Road, Ipswich | TM1812243600 | TM1812043584 | [54 empty] | 250 | mg/l | [16 empty] | 1.5 | mg/l | [36 empty] | 1 | l/s | [10 empty] | 3 | mg/l | [36 empty] | 10 | pH | 6 | pH | [18 empty] | 100 | mg/l | [16 empty] | 43 | °C | [8 empty] | 1.5 | m³/d | [16 empty] | 5 | mg/l
IPSWICH-CLIFF QUAY RAEBURN ST | S01ENTCARWKA1 | Consent | Live | No | TECO-0187-2025 | Enterprise Rent-A-Car Ipswich | U16G | 2 Cavendish street | Ipswich | Suffolk |  | IP3 8BG | 13/10/2025 | Used water, after passage via a silt trap interceptor, from the external washing of vehicles only. | Enterprise Rent-A-Car UK Limited | Enterprise House | Vicarage Road | Egham |  |  | TW20 9FB | the manhole prior to the silt trap interceptor | manhole 3902, Cavendish street | TM1738643928 | TM1737943946 | [54 empty] | 2500 | mg/l | [54 empty] | 0.2 | l/s | [48 empty] | 11 | pH | 6 | pH | [18 empty] | 1000 | mg/l | [16 empty] | 43 | °C | [8 empty] | 2 | m³/d
IPSWICH-CLIFF QUAY RAEBURN ST | S01TEM0232KA1 | Consent | Live | No | TECO-0259-2025 | Highways Maintenance Depot | Plot 10, Eastern Gateway | Sproughton Road | Ipswich | Suffolk |  | IP1 5FF | 06/02/2026 | Dewatering of excavations with water containing Ammonia, only to be discharged during the period from 15th February 2026 to 15th August 2026 inclusive. | Willmott Dixon Construction Limited | Suite 201, The Spirella Building | Bridge Roadd | Letchworth Garden City | Hertfordshire |  | SG6 4ET | the concrete washout station adjacent circa 10m from drain | Manhole 4850 on Eastern gateway, Sproughton Rd | TM1339844755 | TM1342044816 | [24 empty] | 50 | mg/l | [28 empty] | 1000 | mg/l | [54 empty] | 2.8 | l/s | [48 empty] | 10 | pH | 6 | pH | [18 empty] | 500 | mg/l | [16 empty] | 43 | °C | [8 empty] | 10 | m³/d
ISLEHAM STW | S01ISLNEALKA | Direction | Live | No | ADT 227 | Neals Travel Limited | 102 Beck Road | Isleham | Ely | Cambridgeshire |  | CB7 5QP | 01/01/2009 | Wasetwater, following passage through an interceptor, from the external washing of vehicles. | Neals Travel Limited | 102 Beck Road | Isleham | Ely | Cambridgeshire |  | CB7 5QP | at a point prior to discharge into the public foul sewer | at Beck Road, Isleham | TL6483073970 | TL6473074130 | [54 empty] | 2000 | mg/l | [54 empty] | 1 | l/s | [36 empty] | 250 | mg/l | [10 empty] | 11 | pH | 6 | pH | [18 empty] | 1000 | mg/l | [8 empty] | 1000 | mg/l | [6 empty] | 45 | °C | [8 empty] | 5 | m³/d
ISLIP STW | S01JANLINSKA | Direction | Live | No | ADT 296 | K B S Retail Limited | 113 Oundle Road | Thrapston | Kettering | Northamptonshire |  | NN14 4PF | 01/02/2009 | Wastewaters arising from the external washing of vehicles | K B S Retail Limited | 10 Beaumaris Grove | Shenley Church End | Milton Keynes | Buckinghamshire |  | MK5 6EN | at a point prior to discharging to the public foul sewer | Oundle Road, Thrapston | SP9996078960 | SP9996078950 | [54 empty] | 2000 | mg/l | [54 empty] | 1 | m³/hr | [36 empty] | 250 | mg/l | [10 empty] | 10 | pH | 6 | pH | [18 empty] | 1000 | mg/l | [8 empty] | 1000 | mg/l | [6 empty] | 45 | °C | [8 empty] | 5 | m³/d
ISLIP STW | S01THRAPGAKA | Direction | Live | No | ADT 164 | The Garage | Bridge Street | Thrapston | Kettering | Northamptonshire |  | NN14 4JW | 01/11/2008 | Wastewater, after passage via an interceptor, from the external washing of vehicles only. | The Occupier | The Garage | Bridge Street | Thrapston | Kettering | Northampton | NN14 4JW | at the end chamber of the interceptor | at Bridge Street, Thrapston | SP9936078600 | SP9935078620 | [54 empty] | 2000 | mg/l | [54 empty] | 1 | m³/hr | [36 empty] | 250 | mg/l | [10 empty] | 11 | pH | 6 | pH | [18 empty] | 1000 | mg/l | [8 empty] | 1000 | mg/l | [6 empty] | 45 | °C | [8 empty] | 2.1 | m³/d
ISLIP STW | S01MORRISOKA3 | Direction | Live | No | ADX 433 | Wm Morrison Supermarkets PLC | Haldens Parkway | Thrapston | Northamptonshire |  |  | NN14 4QS | 01/03/2013 | Basket washing wastewaters and refrigeration condensate. | Wm Morrison Supermarkets PLC | Hilmore House | Gain Lane | Bradford | West Yorkshire |  | BD3 7DL | at a point prior to discharge into the foul sewer | at manhole number 9601 at TL00917863 | TL0091078630 | TL0091078630 | [54 empty] | 2000 | mg/l | [54 empty] | 3 | m³/hr | [36 empty] | 100 | mg/l | [10 empty] | 10 | pH | 6 | pH | [18 empty] | 500 | mg/l | [8 empty] | 1000 | mg/l | [6 empty] | 45 | °C | [8 empty] | 65 | m³/d
ISLIP STW | S01THENENEKA | Direction | Live | No | TEDI-0038-2019 | The Nene Centre | Cedar Drive | Thrapston | Kettering | Northamptonshire |  | NN14 4JY | 04/08/2019 | Used water from swimming pool filter system and periodic emptying of pool contents. | Wealden Leisure Ltd T/A Freedom Leisure | The Paddock | 1-6 Carriers Way | East Hoathly | East Sussex |  | BN8 6AG | a point prior to discharge into the public foul sewer | Cedar Drive | SP9968078250 | SP9968078250 | [54 empty] | 1000 | mg/l | [10 empty] | 5 | mg/l | [42 empty] | 10 | l/s | [48 empty] | 10 | pH | 6 | pH | [18 empty] | 1000 | mg/l | [16 empty] | 45 | °C | [8 empty] | 16 | m³/d
ISLIP STW | S01THRAPCMKA | Direction | Live | No | TEDI-0052-2020 | Thrapston Cattle Market | Market Road | Thrapston | Northamptonshire |  |  | NN14 4LJ | 22/12/2020 | Used water from the cleaning of animal pens & transporters. | Thrapston Market Company | Oakleigh House | Thrapston | Northamptonshire |  |  | NN14 4LJ | a point prior to discharging into the public foul sewer | High Street, Thrapston | SP9964078580 | SP9964578645 | [54 empty] | 2500 | mg/l | [54 empty] | 4.2 | l/s | [36 empty] | 250 | mg/l | [10 empty] | 10 | pH | 6 | pH | [18 empty] | 2000 | mg/l | [16 empty] | 43 | °C | [8 empty] | 30 | m³/d | [14 empty] | 5 | mg/l
ISLIP STW | S01SUNBELTKA1 | Consent | Live | No | TECO-0085-2022 | Sunbelt Rentals Limited | Top Close | Thrapston | Kettering | Northamptonshire |  | NN14 4PP | 28/06/2022 | Used water, after passage via an interceptor, from the external washing of vehicles only. | Sunbelt Rentals Limited | 100 Cheapside | London |  |  |  | EC2V 6DT | the manhole after the interceptor | Top Close | TL0077379125 | TL0072079116 | [54 empty] | 2500 | mg/l | [54 empty] | 1.4 | l/s | [48 empty] | 11 | pH | 6 | pH | [18 empty] | 1000 | mg/l | [16 empty] | 43 | °C | [8 empty] | 3 | m³/d
ISLIP STW | S01INTERNAKA | Direction | Live | No | TEDI-0062-2025 | Saica Pack UK Limited | Haldens Parkway | Thrapston Business Park | Thrapston | Northamptonshire |  | NN14 4QS | 12/01/2026 | Used water, after passing through an effluent treatment plant, from the printing and manufacture of paper and fibre board. | Saica Pack UK Limited | 144 Manchester Road | Carrington | Manchester |  |  | M31 4QN | the sample tap next to flow meter | Haldens Parkway | TL0030078000 | TL0074078980 | [54 empty] | 5500 | mg/l | [54 empty] | 3 | l/s | [48 empty] | 10 | pH | 6 | pH | [18 empty] | 300 | mg/l | [8 empty] | 1000 | mg/l | [6 empty] | 43 | °C | [8 empty] | 50 | m³/d
IVINGHOE STW | S013070TRWKA1 | Direction | Live | No | TEDI-0185-2022 | Safran Electrical & Power UK Limited | Pitstone Green Business Park | Westfield Road | Pitstone | Buckinghamshire |  | LU7 9GT | 10/10/2022 | Used water from leak test units and general engineering processes. | Safran Electrical & Power UK Limited | Pitstone Green Business Park | Westfield Road | Pitstone | Buckinghamshire |  | LU7 9GT | a point in the main building at the leak test area, prior to discharge to the public foul sewer | Westfield Road, Pitstone, MH 2301 | SP9322015230 | SP9328015290 | [54 empty] | 2000 | mg/l | [54 empty] | 0.07 | l/s | [48 empty] | 10 | pH | 6 | pH | [18 empty] | 500 | mg/l | [16 empty] | 43 | °C | [8 empty] | 0.5 | m³/d
JAYWICK NEW STW | S01WTUMBLEKA | Direction | Live | No | ADY 136 | The Wash & Tumble Launderette | 146 St. Osyth Road | Clacton-on-Sea | Essex |  |  | CO15 3ES | 02/10/2013 | Used waters from the laundering of domestic items only. | Ian Robertson & Nicola White - | - T/A The Wash & Tumble Launderette | 146 St. Osyth Road | Clacton-On-Sea | Essex |  | CO15 3ES | at a point prior to discharge into the public foul sewer | at Carrs Road, Clacton on Sea | TM1663015270 | TM1664015290 | [54 empty] | 2000 | mg/l | [54 empty] | 1 | m³/hr | [36 empty] | 100 | mg/l | [10 empty] | 11 | pH | 6 | pH | [18 empty] | 1000 | mg/l | [8 empty] | 1000 | mg/l | [6 empty] | 45 | °C | [8 empty] | 10 | m³/d
JAYWICK NEW STW | S01TOWCARAKA | Direction | Live | No | ADV 418 | Park Resorts | Martello Beach Holiday Park | Jaywick | Clacton-on-Sea | Essex |  | CO15 2LF | 01/06/2011 | Wastewater from the filter back washing process and periodic drain down of swimming pool contents. | Park Resorts Limited | Sceptre Court | 40 Tower Hill | London |  |  | EC3N 4DX | at a point from the backwash plant, prior to discharge to the public foul sewer. | at Lion Point, Jaywick | TM1377012870 | TM1478012860 | [54 empty] | 1000 | mg/l | [10 empty] | 5 | mg/l | [42 empty] | 1 | m³/hr | [36 empty] | 250 | mg/l | [10 empty] | 10 | pH | 6 | pH | [18 empty] | 1000 | mg/l | [8 empty] | 1000 | mg/l | [6 empty] | 45 | °C | [8 empty] | 2.5 | m³/d
JAYWICK NEW STW | S01JAYEEDLKA | Direction | Live | No | TEDI-0009-2025 | East Essex Dental Laboratory Limited | 1 Ford Road, | Clacton-On-Sea | Essex |  |  | CO15 3DT | 16/03/2025 | Used water arising from the manufacturer of dentures using Plaster of Paris, after passage through a catch-pit. | East Essex Dental Laboratory Limited | 1 Ford Road, | Clacton-On-Sea, | Essex |  |  | CO15 3DT | a point following settlement and prior to entering the public foul sewer | Ford Road, Clacton on Sea | TM1689015140 | TM1687015150 | [54 empty] | 800 | mg/l | [54 empty] | 0.5 | l/s | [48 empty] | 10 | pH | 6 | pH | [18 empty] | 400 | mg/l | [8 empty] | 1800 | mg/l | [6 empty] | 43 | °C | [8 empty] | 2 | m³/d
KETTON STW | S01CASTLE KA | Direction | Live | No | ADV 20 | Hanson Cement | Ketton Works | Ketton | Stamford | Lincolnshire |  | PE9 3SX | 01/07/2010 | Regeneration liquors from water softening plant. | Castle Cement Limited | Hanson House | 14 Castle Hill | Maidenhead | Berkshire |  | SL6 4JJ | at the discharge from the water softener | at Pit Lane, Ketton | SK9845005330 | SK9812005300 | [54 empty] | 200 | mg/l |  |  |  |  | 2000 | mg/l | [48 empty] | 2 | m³/hr | [36 empty] | 100 | mg/l | [10 empty] | 10 | pH | 6 | pH | [18 empty] | 100 | mg/l | [8 empty] | 1000 | mg/l | [6 empty] | 45 | °C | [8 empty] | 5 | m³/d
KETTON STW | S01BAKEDOZKA | Direction | Live | No | TEDI-0012-2021 | Baker's Dozen Brewing Co Ltd | Unit 5, Ketton Business Estate | Pit Lane | Ketton | Stamford | Lincolnshire | PE9 3SZ | 21/06/2021 | Used water from the brewing of beer. | Baker's Dozen Brewing Co Limited | Unit 5, Ketton Business Estate | Pit Lane | Ketton | Stamford | Lincolnshire | PE9 3SZ | a point after the traps, prior to discharge to the public foul sewer | Pit Lane | SK9783605465 | SK9786805501 | [54 empty] | 5000 | mg/l | [54 empty] | 2 | l/s | [48 empty] | 10 | pH | 6 | pH | [8 empty] | 40 | mg/l | [8 empty] | 1500 | mg/l | [16 empty] | 43 | °C | [8 empty] | 7 | m³/d
KIMBOLTON STW | S01KIMBOLTKA | Direction | Live | No | ADV 249 | Kimbolton School | Kimbolton | Huntingdon | Cambridgeshire |  |  | PE18 0EA | 01/01/2011 | Wastewater arising from the filter backwashing process and periodic drain-down of swimming pool contents. | Kimbolton School | Kimbolton | Huntingdon | Cambridgeshire |  |  | PE18 0EA | at a point after the swimming pool filtration unit prior to discharge to the public foul sewer. | at Thrapston Road, Kimbolton | TL0983067590 | TL0995067660 | [54 empty] | 1000 | mg/l | [10 empty] | 5 | mg/l | [42 empty] | 2 | m³/hr | [36 empty] | 250 | mg/l | [10 empty] | 10 | pH | 6 | pH | [18 empty] | 1000 | mg/l | [8 empty] | 1000 | mg/l | [6 empty] | 45 | °C | [8 empty] | 15 | m³/d
KIMBOLTON STW | S0181ROBINKA | Direction | Live | No | ADT 165 | The Garage | Vehicle Park | 35 Thrapston Road | Kimbolton | Huntingdon | Cambridgeshire | PE18 0HW | 01/11/2008 | Wastewater, after passage via an interceptor, from the external washing of vehicles only. | The Occupier | The Garage | Vehicle Park | 35 Thrapston Road | Kimbolton, Huntingdon | Cambridgeshire | PE18 0HW | at the discharge point at the premises | at Thrapston Road | TL0977068030 | TL0975068020 | [54 empty] | 2000 | mg/l | [54 empty] | 1 | m³/hr | [36 empty] | 250 | mg/l | [10 empty] | 11 | pH | 6 | pH | [18 empty] | 1000 | mg/l | [8 empty] | 1000 | mg/l | [6 empty] | 45 | °C | [8 empty] | 2 | m³/d
KINGS LYNN STW | S01COOPERSKA1 | Consent | Live | No | ACZ 332 | Cooper Roller Bearings Company Limited | Wisbech Road | Kings Lynn | Norfolk |  |  | PE30 5JX | 28/07/2015 | Used water from water softening. | Cooper Roller Bearings Company Limited | Wisbech Road | Kings Lynn | Norfolk |  |  | PE30 5JX | at the tap before the IBC | at manhole 6402, at Hilen Road | TF6157218412 | TF6162518429 | [54 empty] | 2000 | mg/l | [54 empty] | 0.1 | l/s | [48 empty] | 10 | pH | 6 | pH | [18 empty] | 1000 | mg/l | [16 empty] | 45 | °C | [8 empty] | 0.1 | m³/d
KINGS LYNN STW | S01NETOMCWKA1 | Consent | Live | No | ACZ 460 | Southgates Hand Car Wash | 5 Southgates | Kings Lynn | Norfolk |  |  | PE30 5SX | 23/03/2016 | Used waters arising from the external washing of vehicles, following silt trap and silt separator pre-treatment. | Netom Limited | 1st Floor South | 332 -336 Holloway Road | London |  |  | N7 6NJ | at the pump chamber, following silt separator adjacent to wash bay | at Manhole 1004, Wisbech Road | TF6213419072 | TF6214719068 | [54 empty] | 2500 | mg/l | [54 empty] | 1 | l/s | [48 empty] | 11 | pH | 6 | pH | [18 empty] | 1000 | mg/l | [16 empty] | 45 | °C | [8 empty] | 1 | m³/d
KINGS LYNN STW | S01JEWKLYNKA0 | Consent | Live | No | ACS 113 | Jewson 954 | Acer Road | Saddlebow Industrial Estate | Kings Lynn | Norfolk |  | PE34 3HN | 22/10/2007 | Wastewaters, after passage via a suitably sized and maintained interceptor, from the external washing of vehicles and plant hire equipment. | Jewson Limited | Aldwych House | 81 Aldwych | London |  |  | WC2B 4HQ | at the manhole after the interceptor and prior to discharge into the public foul sewer | at Acer Road | TF6132017520 | TF6132017530 | [54 empty] | 2000 | mg/l | [54 empty] | 0.15 | l/s | [36 empty] | 250 | mg/l | [10 empty] | 11 | pH | 6 | pH | [18 empty] | 1000 | mg/l | [8 empty] | 1000 | mg/l | [6 empty] | 45 | °C | [8 empty] | 0.5 | m³/d
KINGS LYNN STW | S01375FOSTKA6 | Consent | Live | No | ACY 174 | Foster Refrigerator | Rollesby Road | Kings Lynn | Norfolk |  |  | PE30 4JU | 18/12/2013 | Used water from plant 4 air compressor condensate. | ITW Limited | Admiral House | St. Leonards Road | Windsor | Berkshire |  | SL4 3BL | at the compressor condensate container in plant 4 | at Rollesby Road, Kings Lynn | TF6366319157 | TF6370819237 | [54 empty] | 2000 | mg/l | [54 empty] | 1 | l/s | [36 empty] | 250 | mg/l | [10 empty] | 12.5 | pH | 6 | pH | [18 empty] | 1000 | mg/l | [8 empty] | 1000 | mg/l | [6 empty] | 45 | °C | [8 empty] | 0.01 | m³/d
KINGS LYNN STW | S01WILCOMPKA | Consent | Live | No | ACU 21 | Williams Refrigeration | Bryggen Road | North Lynn Industrial Estate | Kings Lynn | Norfolk |  | PE30 2HZ | 18/05/2009 | Condensate wastewaters arising from compressed air system | AFE Group Limited | Bryggen Road | North Lynn Industrial Estate | Kings Lynn | Norfolk |  | PE30 2HZ | at the discharge drain in Plant 1 | at Bryggen Road, Kings Lynn | TF6293021860 | TF6287021830 | [54 empty] | 250 | mg/l | [16 empty] | 3 | mg/l | [36 empty] | 1 | l/s | [36 empty] | 250 | mg/l | [10 empty] | 10 | pH | 6 | pH | [18 empty] | 75 | mg/l | [8 empty] | 1000 | mg/l | [6 empty] | 45 | °C | [8 empty] | 0.5 | m³/d | [14 empty] | 5 | mg/l
KINGS LYNN STW | S01ACX196AKA | Consent | Live | No | ACX 196 | Associated British Ports - Kings Lynn | St Ann's Fort | Kings Lynn | Norfolk |  |  | PE30 1QS | 24/05/2013 | Wastewaters after passage through a regularly maintained interceptor, arising from the external washing of vehicles | Associated British Ports | Aldwych House | 71 - 91 Aldwych | London |  |  | WC2B 4HN | at the discharge from the interceptor manhole situated at rear of wash bay area. | at Manhole (Asset No. 501321138) in John Kennedy Road, Kings Lynn | TF6187020680 | TF6193020640 | [54 empty] | 2500 | mg/l | [54 empty] | 1 | l/s | [36 empty] | 250 | mg/l | [10 empty] | 11 | pH | 6 | pH | [18 empty] | 1500 | mg/l | [8 empty] | 1000 | mg/l | [6 empty] | 45 | °C | [8 empty] | 0.45 | m³/d | [14 empty] | 5 | mg/l
KINGS LYNN STW | S01COOPERSKA | Consent | Live | No | ACT 124 | Cooper Roller Bearings Company Limited | Wisbech Road | Kings Lynn | Norfolk |  |  | PE30 5JX | 15/12/2008 | Compressor condensate, from air compressors Having passed through an air:water separator | Cooper Roller Bearings Company Limited | Wisbech Road | Kings Lynn | Norfolk |  |  | PE30 5JX | at a point after the air water separator prior to discharging to the public foul sewer | in Hillen Road, King's Lynn | TF6152018470 | TF6158018500 | [54 empty] | 100 | mg/l | [54 empty] | 1 | l/s | [10 empty] | 3 | mg/l | [24 empty] | 250 | mg/l | [10 empty] | 10 | pH | 6 | pH | [18 empty] | 50 | mg/l | [8 empty] | 1000 | mg/l | [6 empty] | 45 | °C | [8 empty] | 0.12 | m³/d | [14 empty] | 5 | mg/l
KINGS LYNN STW | S01ACY05FOKA | Consent | Live | No | ACY 05 | Foster Coldstores | Plant 3 | Rollesby Road | Kings Lynn | Norfolk |  | PE30 4LS | 01/05/2013 | Wastewaters from Plant 3 Compressor after oil seperation. | Coldstores Limited | 42 Chapel Street | King's Lynn | Norfolk |  |  | PE30 1EF | at the condensate discharge pipe, prior to discharge to the public foul sewer | at Rollesby Road, Kings Lynn | TF6370019210 | TF6370019230 | [54 empty] | 1000 | mg/l | [54 empty] | 0.01 | m³/hr | [36 empty] | 250 | mg/l | [10 empty] | 10 | pH | 6 | pH | [18 empty] | 500 | mg/l | [8 empty] | 1000 | mg/l | [6 empty] | 45 | °C | [8 empty] | 0.01 | m³/d
KINGS LYNN STW | S01375MANNKA1 | Direction | Live | No | ADT 511 | Hunters (Kings Lynn) Land Rover | Scania Way | Kings Lynn | Norfolk |  |  | PE30 4JH | 01/07/2009 | Wastewater from external vehicle washing only. | Inchape Retail Ltd | Inchape House | Langford Lane | Kidlington | Oxford |  | OX1 1HT | at a point prior to the public foul sewer | at Scania Way, Kings Lynn | TF6322018660 | TF6325018570 | [54 empty] | 2000 | mg/l | [54 empty] | 0.25 | m³/hr | [36 empty] | 250 | mg/l | [10 empty] | 11 | pH | 6 | pH | [18 empty] | 1000 | mg/l | [8 empty] | 1000 | mg/l | [6 empty] | 45 | °C | [8 empty] | 2 | m³/d
KINGS LYNN STW | S01375YOUNKA | Direction | Live | No | ADT 489 | John Lake Shellfish Limited | Riverside | Crossbank Road | Kings Lynn | Norfolk |  | PE30 2JB | 01/09/2009 | Wastewaters arising from the processing and packaging of shellfish | John Lake Shellfish Limited | Riverside | Crossbank Road | Kings Lynn | Norfolk |  | PE30 2JB | at a point after settlement prior to discharging to public foul sewer | Gaywood Pumping Station, Kings Lynn | TF6128021080 | TF6107021600 | [54 empty] | 1000 | mg/l | [16 empty] | 3 | mg/l | [36 empty] | 1 | m³/hr | [32 empty] | 3 | mg/l |  |  | 250 | mg/l | [10 empty] | 10 | pH | 6 | pH | [18 empty] | 500 | mg/l | [8 empty] | 1000 | mg/l | [6 empty] | 45 | °C | [8 empty] | 10 | m³/d | [14 empty] | 5 | mg/l
KINGS LYNN STW | S01CGCONC KA | Direction | Live | No | ADZ 835 | Breedon Southern Ltd | Kings's Lynn Concrete Plant, Maple Rd | Saddlebow Industrial Estate | Kings Lynn |  |  | PE34 3AH | 01/11/2016 | Settled used water from concrete production and contaminated surface water run off. | Breedon Southern Limited | Breedon Quarry | Main Street | Breedon-on-the-Hill | Derby |  | DE73 8AP | at a point prior to discharging to the public foul sewer | at Hardwick Road, Kings Lynn | TF6124017610 | TF6126017620 | [54 empty] | 2000 | mg/l | [54 empty] | 5 | l/s | [48 empty] | 12 | pH | 6 | pH | [18 empty] | 1000 | mg/l | [16 empty] | 45 | °C | [8 empty] | 25 | m³/d
KINGS LYNN STW | S01375TELEKA | Direction | Live | No | ADT 510 | Telephone Engineering Centre | Saddlebow Road | Kings Lynn | Norfolk |  |  | PE34 3AE | 01/07/2009 | Wastewater from the external washing of vehicles only. | British Telecommunication PLC | 81 Newgate Street | London |  |  |  | EC1A 7AJ | at a point prior to the public foul sewer | at Rowan Road, Kings Lynn | TF6158017730 | TF6151017630 | [54 empty] | 2000 | mg/l | [54 empty] | 2 | m³/hr | [36 empty] | 250 | mg/l | [10 empty] | 11 | pH | 6 | pH | [18 empty] | 1000 | mg/l | [8 empty] | 1000 | mg/l | [6 empty] | 45 | °C | [8 empty] | 25 | m³/d
KINGS LYNN STW | S01375ANDFKA | Direction | Live | No | ADY 37 | ARC Car Wash | North Street | Kings Lynn | Norfolk |  |  | PE30 1QW | 01/08/2013 | Wastewater, after passage via an interceptor, from automatic vehicle wash. | Anduff Car Wash Limited | 35-37 Amersham Hill | High Wycombe | Buckinghamshire |  |  | HP13 6NU | at a point after the interceptor prior to entry into the public foul sewer | at John Kennedy Road, Kings Lynn | TF6192020530 | TF6192020530 | [54 empty] | 2500 | mg/l | [54 empty] | 2 | l/s | [36 empty] | 250 | mg/l | [10 empty] | 11 | pH | 6 | pH | [18 empty] | 1000 | mg/l | [8 empty] | 1000 | mg/l | [6 empty] | 45 | °C | [8 empty] | 15 | m³/d
KINGS LYNN STW | S01375ENTPKA0 | Direction | Live | No | ADY 179 | Enterprise Rent-A-Car (U7 Gp, East Anglia) | North Street | Kings Lynn | Norfolk |  |  | PE30 1QW | 01/12/2013 | Used water generated during the external washing of vehicles. | Enterprise Rent-a-Car UK Limited | Enterprise House | Delta Way | Egham | Surrey |  | TW20 8RX | at the manhole located in the car port, following the interceptor | close to Manhole No 8502 at TF618420554 in North Street, Kings Lynn | TF6184020580 | TF6183020570 | [54 empty] | 2500 | mg/l | [54 empty] | 0.5 | l/s | [36 empty] | 250 | mg/l | [10 empty] | 11 | pH | 6 | pH | [18 empty] | 1000 | mg/l | [8 empty] | 1000 | mg/l | [6 empty] | 45 | °C | [8 empty] | 1.5 | m³/d
KINGS LYNN STW | S01375SSMCKA2 | Direction | Live | No | ADZ 276 | Wests of Kings Lynn | Scania Way | Hardwick Industrial Estate | Kings Lynn |  |  | PE30 4LP | 01/07/2015 | Used waters generated during the steam cleaning and dewaxing of vehicles. | Wests Garage (Cambridge) Limited | 217 Newmarket Road | Cambridge |  |  |  | CB5 8HD | at a point prior to discharge into the public foul sewer | at Scania Way, Kings Lynn | TF6319518479 | TF6318718480 | [54 empty] | 2500 | mg/l | [54 empty] | 1 | l/s | [48 empty] | 11 | pH | 6 | pH | [18 empty] | 1000 | mg/l | [16 empty] | 45 | °C | [8 empty] | 2.5 | m³/d
KINGS LYNN STW | S01BINBUSTKA1 | Direction | Live | No | ADY 153 | Bin Buster | 61 Bishops Road | Gaywood | Kings Lynn |  |  | PE30 4NT | 02/11/2013 | Screened used water arising from the cleaning of wheelie bins using a high pressure washer | Graham Yaxley, t/a Bin Buster | 61 Bishops Road | Gaywood | Kings Lynn, Norfolk |  |  | PE30 4NT | at a point prior to discharging to the public foul sewer | at Bishops Road, Kings Lynn | TF6369020200 | TF6367020190 | [54 empty] | 2000 | mg/l | [54 empty] | 0.5 | l/s | [36 empty] | 250 | mg/l | [10 empty] | 10 | pH | 6 | pH | [18 empty] | 1000 | mg/l | [8 empty] | 1000 | mg/l | [6 empty] | 45 | °C | [8 empty] | 1 | m³/d
KINGS LYNN STW | S01375TEMPKA | Direction | Live | No | ADY 64 | Norbert Dentressangle UK Limited | Wisbech Road | King's Lynn | Norfolk |  |  | PE30 5LQ | 08/08/2013 | Wastewater from two evaporative cooling towers and evaporative condensers. | Norbert Dentressangle UK Limited | Norbert Dentressangle House | Lodge Way | New Duston | Northampton |  | NN5 7SL | at a point prior to discharge into the public foul sewer | at Wisbech Road, Kings Lynn at TF6138218502, manhole No. 3503 | TF6138018360 | TF6138018500 | [54 empty] | 1000 | mg/l | [54 empty] | 0.55 | l/s | [36 empty] | 250 | mg/l | [10 empty] | 10 | pH | 6 | pH | [18 empty] | 500 | mg/l | [8 empty] | 1000 | mg/l | [6 empty] | 45 | °C | [8 empty] | 2 | m³/d
KINGS LYNN STW | S01375WAVEKA | Consent | Live | No | ACZ 312 | Tesco Hand Car Wash | Tesco Store - Kings Lynn Extra | Hardwick Road | Kings Lynn | Norfolk |  | PE30 4NA | 30/06/2015 | Used waters from the external washing of vehicles. | Mount Pleasant Cleaning Solutions Ltd - T/A Tesco Hand Car Wash | c/o SEH Capital Ltd | Suite 7, 10 Churchill Square | Kings Hill | West Malling | Kent | ME19 4YU | at a suitable point, prior to discharge to the public foul sewer | at Kings Lynn - Pumping Station | TF6301418310 | TF6302018331 | [54 empty] | 2500 | mg/l | [54 empty] | 1 | l/s | [48 empty] | 11 | pH | 6 | pH | [18 empty] | 1000 | mg/l | [16 empty] | 45 | °C | [8 empty] | 5 | m³/d
KINGS LYNN STW | S01KLPOWERKA1 | Consent | Live | No | ACZ 194 | UK Power Networks (Operations) Ltd | Fairstead Primary Substation | Off Swallowfield Road | Fairstead, Kings Lynn |  |  | PE30 4SG | 06/01/2015 | Rain run off from bunded area housing electrical distribution plant. | UK Power Networks (Operations) Limited | Newington House | 237 Southwark Bridge Road | London |  |  | SE1 6NP | at manhole 2401 to East of the site | at manhole 2401, Bridge Way | TF6415319434 | TF6415319434 | [54 empty] | 2500 | mg/l | [54 empty] | 3 | l/s | [36 empty] | 250 | mg/l | [10 empty] | 10 | pH | 6 | pH | [18 empty] | 1000 | mg/l | [8 empty] | 1000 | mg/l | [6 empty] | 45 | °C | [8 empty] | 8 | m³/d
KINGS LYNN STW | S01375JEEVKA0 | Consent | Live | No | ACZ 65 | NCP Car Park | Church Street | Kings Lynn | Norfolk |  |  | PE30 5EB | 15/07/2014 | Used water from external washing of vehicles after passage through a silt trap. | Jeeves Valeting Centres Ltd | 2nd Floor, 43 Broomfield Road | Chelmsford | Essex |  |  | CM1 1SY | at point on premises, prior to discharging to the public foul sewer | at Stonegate Street | TF6190819727 | TF6100319705 | [54 empty] | 2500 | mg/l | [54 empty] | 0.5 | l/s | [36 empty] | 250 | mg/l | [10 empty] | 11 | pH | 6 | pH | [18 empty] | 1000 | mg/l | [8 empty] | 1000 | mg/l | [6 empty] | 45 | °C | [8 empty] | 0.5 | m³/d
KINGS LYNN STW | S01375PORVKA | Direction | Live | No | ADZ 454 | PIL Membranes Limited | Estuary Road | Kings Lynn | Norfolk |  |  | PE30 2HS | 01/12/2015 | Used waters from QA laboratory relating to the manufacture of materials used in the production of porous membranes. | PIL Membranes Limited | Estuary Road | Kings Lynn | Norfolk |  |  | PE30 2HS | at the drainage point within the laboratory, prior to discharging into the public foul sewer | at Estuary Road, Kings Lynn | TF6105021770 | TF6146021560 | [54 empty] | 1000 | mg/l | [54 empty] | 1 | l/s | [48 empty] | 10 | pH | 6 | pH | [18 empty] | 250 | mg/l | [16 empty] | 45 | °C | [8 empty] | 3 | m³/d
KINGS LYNN STW | S01375HILLKA | Direction | Live | No | ADT 494 | EMG Motor Group | Hardwick Narrows | Kings Lynn | Norfolk |  |  | PE30 4NB | 01/07/2009 | Wastewater, following passage via an interceptor, from the external washing and de-waxing of vehicles only. | EMG Holdings Limited | 5 Fornham Road | Bury St. Edmunds | Suffolk |  |  | IP32 6AL | at a point prior to discharge into the public foul sewer | at Hamlin Way | TF6302017930 | TF6305017990 | [54 empty] | 2000 | mg/l | [54 empty] | 1 | m³/hr | [36 empty] | 250 | mg/l | [10 empty] | 11 | pH | 6 | pH | [18 empty] | 1000 | mg/l | [8 empty] | 1000 | mg/l | [6 empty] | 45 | °C | [8 empty] | 2.5 | m³/d
KINGS LYNN STW | S01375MARSKA | Direction | Live | No | ADT 459 | Marshall Toyota (Kings Lynn) | Marshall House | Scania Way | Kings Lynn | Norfolk |  | PE30 4JH | 01/06/2009 | Wastewater, after passage via an interceptor, from the external washing and de-waxing of vehicles only. | Marshalls Motor Group Limited | Airport House | The Airport | Cambridge |  |  | CB5 8RY | at a point prior to discharge into the public foul sewer | at Scania Way | TF6321018540 | TF6325018570 | [54 empty] | 2000 | mg/l | [54 empty] | 1 | m³/hr | [36 empty] | 250 | mg/l | [10 empty] | 11 | pH | 6 | pH | [18 empty] | 1000 | mg/l | [8 empty] | 1000 | mg/l | [6 empty] | 45 | °C | [8 empty] | 2.5 | m³/d
KINGS LYNN STW | S01375COOPKA2 | Direction | Live | No | ADT 483 | Petrol Filling Station | Grimston Road | Kings Lynn | Norfolk |  |  | PE30 3PD | 01/06/2009 | Wastewaters, after passage through an interceptor, arising from the external washing of vehicles only | The Occupier | Petrol Filling Station | Grimston Road | Kings Lynn | Norfolk |  | PE30 3PD | ata point after the interceptor and prior to discharging to the public foul sewer | Langley Road, Kings Lynn | TF6520022500 | TF6520022500 | [54 empty] | 2000 | mg/l | [54 empty] | 3.5 | m³/hr | [36 empty] | 250 | mg/l | [10 empty] | 11 | pH | 6 | pH | [18 empty] | 1000 | mg/l | [8 empty] | 1000 | mg/l | [6 empty] | 45 | °C | [8 empty] | 18 | m³/d
KINGS LYNN STW | S01375VALIKA | Direction | Live | No | ADV 06 | The Launderette | 2 Valingers Road | Kings Lynn | Norfolk |  |  | PE30 5HD | 01/07/2010 | Wastewater arising from the washing of clothes and fabrics. | Mrs A M Smith | The White Hart House | 107 The Causeway | Burwell | Cambridgeshire |  | CB25 0DU | at a point prior to discharge into the public foul sewer | at Valingers Road | TF6208019480 | TF6206019470 | [54 empty] | 2000 | mg/l | [54 empty] | 2 | l/s | [36 empty] | 100 | mg/l | [10 empty] | 11 | pH | 6 | pH | [18 empty] | 500 | mg/l | [8 empty] | 1000 | mg/l | [6 empty] | 45 | °C | [8 empty] | 7.5 | m³/d
KINGS LYNN STW | S01375Q8KLKA | Direction | Live | No | ADU 439 | Pace Fuelcare Ltd | Estuary Road | King's Lynn | Norfolk |  |  | PE30 2HH | 01/03/2010 | Wastewater from the external washing of fuel transport vehicles only. | Pace Fuelcare Limited | Hanover House | 18 The Avenue | Egham | Surrey |  | TW20 9AB | at the discharge from the interceptor, prior to discharging to the public foul sewer | at the rear of the premises. | TF6185021380 | TF6184021350 | [54 empty] | 2000 | mg/l | [54 empty] | 0.2 | l/s | [36 empty] | 250 | mg/l | [10 empty] | 11 | pH | 6 | pH | [18 empty] | 1000 | mg/l | [8 empty] | 1000 | mg/l | [6 empty] | 45 | °C | [8 empty] | 3 | m³/d
KINGS LYNN STW | S01375ECOCKA | Direction | Live | No | ADY 202 | Bus Depot | Vancouver Avenue | Kings Lynn | Norfolk |  |  | PE30 5RD | 01/01/2014 | Used water from the external washing of vehicles. | First Eastern Counties Buses Limited | Bus Depot, Westway | Chelsmford | Essex |  |  | CM1 3AR | at the manhole following the interceptor chambers at the front of the depot | at Vancouver Avenue | TF6224019110 | TF6228019110 | [54 empty] | 2500 | mg/l | [54 empty] | 0.5 | l/s | [36 empty] | 250 | mg/l | [10 empty] | 11 | pH | 6 | pH | [18 empty] | 1000 | mg/l | [8 empty] | 1000 | mg/l | [6 empty] | 45 | °C | [8 empty] | 15 | m³/d
KINGS LYNN STW | S01375POOLKA1 | Direction | Live | No | ADV 181 | St. James Swimming & Fitness Centre | Black Friars Street | Kings Lynn | Norfolk |  |  | PE30 1NN | 01/04/2011 | Chlorinated water derived from filter backwashing and periodic emptying of swimming pool contents. | Kings Lynn & West Norfolk Borough Council | Kings Court | Chapel Street | Kings Lynn | Norfolk |  | PE30 1EX | at the swmming pool backwash prior to discharge to the public foul sewer | at St. James Road | TF6211019980 | TL6211019980 | [54 empty] | 1000 | mg/l | [10 empty] | 5 | mg/l | [42 empty] | 8 | l/s | [36 empty] | 250 | mg/l | [10 empty] | 10 | pH | 6 | pH | [18 empty] | 500 | mg/l | [8 empty] | 1000 | mg/l | [6 empty] | 45 | °C | [8 empty] | 60 | m³/d
KINGS LYNN STW | S01TOTALKLKA | Direction | Live | No | ADY 262 | Shell Service Station | Kings Lynn Intersection A17-A47 | Kings Lynn, Norfolk |  |  |  | PE34 3LW | 01/01/2014 | Used water derived from an automatic car wash. | Shell UK Oil Products Limited | Shell Centre | London |  |  |  | SE1 7NA | at the manhole following the carwash interceptor on the verge following the car wash | at manhole 9800 prior to pumping station ref: KLPRSP | TF6085018820 | TF6094018830 | [54 empty] | 2500 | mg/l | [54 empty] | 1 | l/s | [36 empty] | 250 | mg/l | [10 empty] | 11 | pH | 6 | pH | [18 empty] | 1000 | mg/l | [8 empty] | 1000 | mg/l | [6 empty] | 45 | °C | [8 empty] | 8 | m³/d
KINGS LYNN STW | S01375WATSKA | Direction | Live | No | ADV 05 | The Launderette | 20 St. James Street | King's Lynn | Norfolk |  |  | PE30 5DA | 01/07/2010 | Wastewater arising from the washing of clothes and fabrics. | Mr Martin P Smith | The White Hart House | 107 The Causeway | Burwell | Cambridgeshire |  | CB25 0DU | at a point prior to discharge into the public foul sewer | at St. James Street, King's Lynn | TF6189019810 | TF6189019820 | [54 empty] | 2000 | mg/l | [54 empty] | 2 | l/s | [36 empty] | 100 | mg/l | [10 empty] | 11 | pH | 6 | pH | [18 empty] | 500 | mg/l | [8 empty] | 1000 | mg/l | [6 empty] | 45 | °C | [8 empty] | 14 | m³/d
KINGS LYNN STW | S01375PORVKA4 | Direction | Live | No | ADZ 456 | PIL Membranes Limited | Estuary Road | Kings Lynn | Norfolk |  |  | PE30 2HS | 01/12/2015 | Contaminated surface water drainage and intermittent flow from river discharge sump. | PIL Membranes Limited | Estuary Road | Kings Lynn | Norfolk |  |  | PE30 2HS | at the divert point from the river discharge to the public foul sewer | at Estuary Road, Kings Lynn | TF6104021750 | TF6146021560 | [54 empty] | 3500 | mg/l | [54 empty] | 4 | l/s | [48 empty] | 10 | pH | 6 | pH | [18 empty] | 500 | mg/l | [16 empty] | 45 | °C | [8 empty] | 350 | m³/d
KINGS LYNN STW | S01375CLOCKA | Direction | Live | No | ADT 279 | Gaywood Launderette | 3 St. Faiths Drive | Kings Lynn | Norfolk |  |  | PE30 4PU | 01/01/2009 | Wastewaters from the laundering process. | The Occupier | Gaywood Launderette | 3 St. Faiths Drive | Kings Lynn | Norfolk |  | PE30 4PU | at a point prior to discharge into the public foul sewer | at St. Faiths Drive | TF6334020610 | TF6334020620 | [54 empty] | 2000 | mg/l | [54 empty] | 2 | m³/hr | [36 empty] | 100 | mg/l | [10 empty] | 11 | pH | 6 | pH | [18 empty] | 500 | mg/l | [8 empty] | 1000 | mg/l | [6 empty] | 45 | °C | [8 empty] | 20 | m³/d
KINGS LYNN STW | S01KLYPILMKA0 | Consent | Live | No | TECO-0030-2018 | PIL Membranes Limited | Estuary Road | Kings Lynn | Norfolk |  |  | PE30 2HS | 17/04/2018 | Used water from air compressor condensate and run-off water from testing of non-water soluble lacquers. | PIL Membranes Limited | Estuary Road | Kings Lynn | Norfolk |  |  | PE30 2HS | the condensate sump inside the main building adjacent to the compressor house | Estuary Road, Kings Lynn | TF6116721833 | TF6145221567 | [54 empty] | 2000 | mg/l | [54 empty] | 0.5 | l/s | [48 empty] | 10 | pH | 6 | pH | [18 empty] | 1000 | mg/l | [16 empty] | 45 | °C | [8 empty] | 1 | m³/d
KINGS LYNN STW | S01KLYROGEKA0 | Consent | Live | No | TECO-0107-2018 | Roger Warnes Transport Limited | The Haulage Yard | Wisbech Road | Kings Lynn | Norfolk |  | PE30 5JX | 31/10/2018 | Used water from the washing down and MOT testing of lorries after settlement and passage through a regularly maintained interceptor | Roger Warnes Transport Limited | Great Dunham Hall | Great Dunham | Kings Lynn | Norfolk |  | PE32 2LQ | the catch pit after the interceptor prior to pumping to the foul sewer | Wisbech Road, Kings Lynn | TF6147318303 | TF6138318501 | [54 empty] | 2500 | mg/l | [54 empty] | 0.5 | l/s | [36 empty] | 250 | mg/l | [10 empty] | 11 | pH | 6 | pH | [18 empty] | 1000 | mg/l | [16 empty] | 45 | °C | [8 empty] | 10 | m³/d
KINGS LYNN STW | S01KLYENVIKA0 | Consent | Live | No | TECO-0032-2020 | Environment Agency | King's Lynn Depot | 116 Wisbech Road | Kings Lynn | Norfolk |  | PE30 5LJ | 07/05/2020 | Used water, after passage via an interceptor, from the external washing of vehicles only. | Environment Agency | Horizon House | Deanery Road | Bristol |  |  | BS1 5AH | the final stage of the interceptor | Wisbech Road, King's Lynn | TF6140418555 | TF6141718524 | [54 empty] | 2500 | mg/l | [54 empty] | 0.5 | l/s | [48 empty] | 11 | pH | 6 | pH | [18 empty] | 1000 | mg/l | [16 empty] | 43.3 | °C | [8 empty] | 1 | m³/d
KINGS LYNN STW | S01KLPOWERKA | Direction | Live | No | TEDI-0057-2020 | RWE Kings Lynn Power Station | Willows Business Park | Saddlebow | Kings Lynn | Norfolk |  | PE34 3RD | 18/10/2020 | Used water arising from (i) ion exchange and gravel filter backwash, and (ii) boiler blowdown waters and mechanical filter backwash. | RWE Generation UK PLC | Windmill Hill Business Park | Whitehill Way | Swindon | Wiltshire |  | SN5 6PB | the waste water collection pit prior to discharging to the public foul sewer | Willows Business Park, Kings Lynn | TF6084617096 | TF6088017093 | [54 empty] | 500 | mg/l |  |  |  |  | 8000 | mg/l | [48 empty] | 6.95 | l/s | [48 empty] | 11 | pH | 6 | pH | [18 empty] | 250 | mg/l | [16 empty] | 43.3 | °C | [8 empty] | 500 | m³/d
KINGS LYNN STW | S01375FRIGKA | Direction | Live | No | TEDI-0210-2020 | Greenyard Frozen UK Limited | Greenyard Way | Hardwick Industrial Estate | King's Lynn | Norfolk |  | PE30 4WS | 15/10/2021 | Used water and contaminated surface water, from the processing and packaging of food products, after passage through the effluent treatment plant. Note: bypass of the effluent treatment plant of used water derived only from packaging of food, and contaminated surface water, is permitted during its requirement for periodic maintenance. | Greenyard Frozen UK Limited | Greenyard Way | Hardwick Industrial Estate | King's Lynn | Norfolk |  | PE30 4WS | the designated sample point, after the effluent treatment plant | a point within the curtilage of Hardwick terminal pumping station | TF6353318721 | TF6326218539 | [54 empty] | 500 | mg/l | [54 empty] | 47 | l/s | [48 empty] | 10 | pH | 6 | pH | [18 empty] | 1000 | mg/l | [16 empty] | 43 | °C | [8 empty] | 3500 | m³/d
KINGS LYNN STW | S01375PLUMKA | Direction | Live | No | TEDI-0219-2020 | Pilgrims Pride Limited | Beveridge Way | Hardwick Narrows Industrial Estate | Kings Lynn | Norfolk |  | PE30 4NB | 29/03/2021 | Used waters from the cooking, slicing and packaging of meats after passage through the effluent treatment plant. | Pilgrims Pride Limited | Seton House | Warwick Technology Park | Gallows Hills | Warwick |  | CV34 6DA | the sample tap on the outflow pipe beneath the DAF treated effluent weir, in effluent treatment unit to the west of the site | manhole 7701 prior to pumping station KLCMSP, at south-east corner of the site | TF6265517695 | TF6277517709 | [54 empty] | 1500 | mg/l | [54 empty] | 3.5 | l/s | [48 empty] | 10 | pH | 6 | pH | [18 empty] | 500 | mg/l | [16 empty] | 43 | °C | [8 empty] | 302 | m³/d
KINGS LYNN STW | S01375BESPKA5 | Direction | Live | No | TEDI-0172-2020 | Bespak Europe Limited | Bergen Way | North Lynn Industrial Estate | King's Lynn | Norfolk |  | PE30 2JJ | 24/04/2021 | Used water from washing of plastic components using an industrial washing machine - Building 3. | Bespak Europe Limited | Bergen Way | North Lynn Industrial Estate | King's Lynn | Norfolk |  | PE30 2JJ | a point prior to discharge into the public foul sewer | Bergen Way, Kings Lynn | TF6251621903 | TF6252121869 | [54 empty] | 1000 | mg/l | [54 empty] | 2 | l/s | [48 empty] | 10 | pH | 6 | pH | [18 empty] | 100 | mg/l | [16 empty] | 43 | °C | [8 empty] | 48 | m³/d
KINGS LYNN STW | S01375BESPKA2 | Direction | Live | No | TEDI-0023-2021 | Bespak Europe Limited | Bergen Way | North Lynn Industrial Estate | King's Lynn | Norfolk |  | PE30 2JJ | 24/04/2021 | Used water derived from scrubbing, cleaning and cooling processes associated with the manufacture of plastic healthcare products. | Bespak Europe Limited | Bergen Way | North Lynn Industrial Estate | King's Lynn | Norfolk |  | PE30 2JJ | a point prior to discharge into the public foul sewer | Bergen Way, Kings Lynn | TF6247621861 | TF6247821839 | [54 empty] | 20000 | mg/l | [54 empty] | 4 | l/s | [48 empty] | 10 | pH | 6 | pH | [18 empty] | 200 | mg/l | [16 empty] | 43 | °C | [8 empty] | 20 | m³/d | [14 empty] | 2.5 | mg/l
KINGS LYNN STW | S01375MASTKA | Direction | Live | No | TEDI-0071-2021 | Mars Food UK Limited | Hansa Road | King's Lynn | Norfolk |  |  | PE30 4JE | 24/05/2023 | Used waters derived from the preparation and processing of food products. | Mars Food UK Limited | 3D Dundee Road | Slough | Berkshire |  |  | SL1 4LG | a point following the treatment plant | the boundary of the premises, adjacent to the railway line | TF6284018993 | TF6278218922 | [54 empty] | 2000 | mg/l | [54 empty] | 12 | l/s | [36 empty] | 250 | mg/l | [10 empty] | 10 | pH | 6 | pH | [18 empty] | 1000 | mg/l | [16 empty] | 43 | °C | [8 empty] | 800 | m³/d
KINGS LYNN STW | S01375BESPKA3 | Direction | Live | No | TEDI-0022-2021 | Bespak Europe Limited | Bergen Way | North Lynn Industrial Estate | King's Lynn | Norfolk |  | PE30 2JJ | 25/04/2021 | Used water from washing of rubber seals with disinfection tablets (associated with building 3 - elastomer). | Bespak Europe Limited | Bergen Way | North Lynn Industrial Estate | King's Lynn | Norfolk |  | PE30 2JJ | a point prior to entry into the public foul sewer | Bergen Way, King's Lynn | TF6245121893 | TF6247821839 | [54 empty] | 500 | mg/l | [54 empty] | 1.5 | l/s | [48 empty] | 10 | pH | 6 | pH | [18 empty] | 200 | mg/l | [16 empty] | 43 | °C | [8 empty] | 1.5 | m³/d
KINGS LYNN STW | S01375PORVKA2 | Direction | Live | No | TEDI-0176-2021 | PIL Membranes Limited | Estuary Road | Kings Lynn | Norfolk |  |  | PE30 2HS | 17/04/2022 | Used waters arising from excess distillate from solvent recovery unit. | PIL Membranes Limited | Estuary Road | Kings Lynn | Norfolk |  |  | PE30 2HS | the first collection drain point from feed pipe to sewer | Estuary Road, Kings Lynn | TF6105021790 | TF6146021560 | [54 empty] | 1500 | mg/l | [54 empty] | 2.2 | l/s | [48 empty] | 10 | pH | 6 | pH | [18 empty] | 500 | mg/l | [16 empty] | 43 | °C | [8 empty] | 150 | m³/d
KINGS LYNN STW | S01350PORCKA1 | Direction | Live | No | TEDI-0225-2021 | PCL Ceramics Limited | Estuary Road | Kings Lynn | Norfolk |  |  | PE30 2HS | 18/01/2022 | Used water from the manufacture and testing of ceramic casting moulds containing acrylates, surfactants and particulates. | PCL Ceramics Limited | Estuary Road | Kings Lynn | Norfolk |  |  | PE30 2HS | the manhole at the first collection point from the settlement tank | Estuary Road, Kings Lynn | TF6119021780 | TF6146021560 | [54 empty] | 1000 | mg/l | [54 empty] | 1.5 | l/s | [48 empty] | 10 | pH | 6 | pH | [18 empty] | 200 | mg/l | [16 empty] | 43 | °C | [8 empty] | 20 | m³/d
KINGS LYNN STW | S01350PORCKA0 | Direction | Live | No | TEDI-0226-2021 | PCL Ceramics Limited | Estuary Road | Kings Lynn | Norfolk |  |  | PE30 2HS | 18/01/2022 | Used water arising from the development laboratory, relating to the manufacture of resin moulds. | PCL Ceramics Limited | Estuary Road | Kings Lynn | Norfolk |  |  | PE30 2HS | the first manhole after the settlement tank and prior to discharging to the public foul sewer | Estuary Road, Kings Lynn | TF6106021780 | TF6146021560 | [54 empty] | 500 | mg/l | [54 empty] | 0.5 | l/s | [48 empty] | 10 | pH | 6 | pH | [18 empty] | 100 | mg/l | [16 empty] | 43 | °C | [8 empty] | 0.5 | m³/d
KINGS LYNN STW | S01375PORVKA6 | Direction | Live | No | TEDI-0227-2021 | K L T Filtration Limited | Estuary Road | Kings Lynn | Norfolk |  |  | PE30 2HS | 13/09/2022 | Used water, following settlement, from ceramic filter wash down. | K L T Filtration Limited | Riverside Industrial Estate | Estuary Road | Kings Lynn | Norfolk |  | PE30 2HS | a point after the settlement tanks prior to discharge to sewer | manhole No. 5501 in access road of site | TF6109321792 | TF6157021563 | [54 empty] | 500 | mg/l | [54 empty] | 0.3 | l/s | [48 empty] | 10 | pH | 6 | pH | [18 empty] | 1500 | mg/l | [16 empty] | 43 | °C | [8 empty] | 2.5 | m³/d
KINGS LYNN STW | S01375PORVKA3 | Consent | Live | No | TECO-0216-2021 | Pil Membranes Limited | Riverside Industrial Estate | Estuary Road | King's Lynn | Norfolk |  | PE30 2HS | 23/12/2021 | Contaminated bund and sump water including rainwater, pot washings, scrubber draining, additional releases as controlled only to bunded area. | Pil Membranes Limited | Riverside Industrial Estate | Estuary Road | King's Lynn | Norfolk |  | PE30 2HS | Solvent Recovery Plant sewer discharge point | Estuary Road | TF6105921798 | TF6146021560 | [54 empty] | 10000 | mg/l |  |  |  |  | 5000 | mg/l | [48 empty] | 2.2 | l/s | [48 empty] | 10 | pH | 6 | pH | [18 empty] | 500 | mg/l | [16 empty] | 43 | °C | [8 empty] | 40 | m³/d
KINGS LYNN STW | S01375BOW KA | Direction | Live | No | TEDI-0222-2021 | Bow Brand International Limited | Bow Brand | Highgate | Kings Lynn | Norfolk |  | PE30 1PT | 05/01/2022 | Used water from gut processing associated with the manufacture of racket and musical instrument strings and wastewater from the boiler. | Bow Brand International Limited | Bow Brand | Highgate | Kings Lynn | Norfolk |  | PE30 1PT | the designated sample point from the gut treatment tanks in the production area | Dodmans Close | TF6247020340 | TF6252020360 | [54 empty] | 12500 | mg/l | [54 empty] | 0.5 | l/s | [36 empty] | 250 | mg/l | [10 empty] | 10 | pH | 6 | pH | [18 empty] | 500 | mg/l | [16 empty] | 43 | °C | [8 empty] | 30 | m³/d
KINGS LYNN STW | S01375BUTTKA | Direction | Live | No | TEDI-0234-2021 | Sensient Colors UK Limited | Oldmedow Road | Hardwick Industrial Estate | Kings Lynn | Norfolk |  | PE30 4LA | 10/05/2023 | Used water arising from the production of water soluble and insoluble dyes and pigments; associated cleaning processes; and contaminated surface water during wet weather, having passed via effluent blending and balancing processes in the Effluent Treatment Plant. | Sensient Colors UK Limited | Oldmedow Road | Hardwick Industrial Estate | Kings Lynn | Norfolk |  | PE30 4LA | the manhole on the edge of the carpark prior to discharging to the public foul sewer | Oldmedow Road, Kings Lynn | TF6338019150 | TF6339019140 | [16 empty] | 4 | AU | 4 | AU | 4 | AU | [32 empty] | 10000 | mg/l |  |  |  |  | 30000 | mg/l | [48 empty] | 4.2 | l/s | [48 empty] | 10 | pH | 6 | pH | [18 empty] | 1000 | mg/l | [8 empty] | 1500 | mg/l | [6 empty] | 43 | °C | [8 empty] | 200 | m³/d | [14 empty] | 5 | mg/l
KINGS LYNN STW | S01TOLLITHKA | Direction | Live | No | TEDI-0290-2021 | Exaclair Limited | Oldmedow Road | Hardwick Industrial Estate | Kings Lynn | Norfolk |  | PE30 4LW | 11/04/2022 | Used waters arising from printing plate cleaning and waters treated with an air/water separator from compressor blowdown. | Exaclair Limited | Guildhall House | Oldmedow Road | Hardwick Industrial Estate | Kings Lynn, Norfolk |  | PE30 4LW | a point in the mixing tank prior to discharging to the public foul sewer | manhole 2200, Oldmedow Road Pumping Station (KLROSP) | TF6325019297 | TF6324919297 | [54 empty] | 5000 | mg/l | [54 empty] | 1 | l/s | [48 empty] | 10 | pH | 6 | pH | [18 empty] | 1000 | mg/l | [16 empty] | 43 | °C | [8 empty] | 1 | m³/d
KINGS LYNN STW | S01375GERMKA | Direction | Live | No | TEDI-0315-2021 | Germains Technology Group | Hansa Road | Kings Lynn | Norfolk |  |  | PE30 4LG | 15/04/2022 | Used water, having passed through the treatment plant, derived from the washing and coating of seeds. | Food Investments Limited T/A Germains Technology Group | Weston Centre | 10 Grosvenor Street | London |  |  | W1K 4QY | a point after the treatment plant prior to discharging to the public foul sewer | Hansa Road, Kings Lynn | TF6298018980 | TF6295018990 | [54 empty] | 2000 | mg/l |  |  |  |  | 5000 | mg/l | [10 empty] | 3 | mg/l | [36 empty] | 2 | l/s | [48 empty] | 10 | pH | 6 | pH |  |  |  |  | 1 | mg/l | [12 empty] | 500 | mg/l | [8 empty] | 1000 | mg/l | 5 | mg/l |  |  |  |  | 43 | °C | [8 empty] | 10 | m³/d | [14 empty] | 5 | mg/l
KINGS LYNN STW | S01375GDMTKA | Direction | Live | No | TEDI-0224-2021 | Ford & Slater Limited | Maple Road | Kings Lynn | Norfolk |  |  | PE34 3AH | 05/01/2022 | Used water, after passage via an interceptor, from the washing of lorries including pre-MOT preparation. | Ford & Slater Limited | Hazel Drive | Narborough Road South | Leicester |  |  | LE3 2JG | the final chamber of the interceptor | Maple Road, Kings Lynn | TF6141017590 | TF6142017570 | [54 empty] | 2000 | mg/l | [54 empty] | 0.5 | l/s | [48 empty] | 10 | pH | 6 | pH | [18 empty] | 1000 | mg/l | [16 empty] | 43 | °C | [8 empty] | 2.5 | m³/d | [14 empty] | 5 | mg/l
KINGS LYNN STW | S01375GERMKA2 | Direction | Live | No | TEDI-0004-2022 | Germains Technology Group | Unit 55 | Oldmedow Road | Kings Lynn | Norfolk |  | PE30 4JJ | 15/04/2022 | Used water from the steeping of seeds. | Food Investments Limited T/A Germains Technology Group | Weston Centre | 10 Grosvenor Street | London |  |  | W1K 4QY | a point following the treatment process | Oldmedow Road, Kings Lynn | TF6311018800 | TF6312018760 | [54 empty] | 2000 | mg/l | [54 empty] | 2 | l/s | [48 empty] | 10 | pH | 6 | pH | [18 empty] | 1000 | mg/l | [16 empty] | 43 | °C | [8 empty] | 50 | m³/d | [14 empty] | 5 | mg/l
KINGS LYNN STW | S01KLNWNATKA0 | Consent | Live | No | TECO-0020-2022 | West Norfolk Academies Trust | Clenchwarton Primary School | 138 Main Road | Clenchwarton | Kings Lynn | Norfolk | PE34 4DT | 24/02/2022 | Used water from the filter backwashing process and periodic drain-down of swimming pool contents. | West Norfolk Academies Trust | Clenchwarton Primary School | 138 Main Road | Clenchwarton | Kings Lynn | Norfolk | PE34 4DT | a point following filtration backwash | Main Road, Clenchwarton | TF5915520301 | TF5911920255 | [54 empty] | 1000 | mg/l | [10 empty] | 5 | mg/l | [42 empty] | 0.75 | l/s | [48 empty] | 10 | pH | 6 | pH | [18 empty] | 1000 | mg/l | [16 empty] | 43 | °C | [8 empty] | 0.5 | m³/d
KINGS LYNN STW | S01KLYGERMKA0 | Consent | Live | No | TECO-0044-2022 | Germains Seed Technology | Research and Development | St Andrews Road | Hardwick Industrial Estate | Kings Lynn | Norfolk | PE30 4GF | 07/06/2022 | Used water from the washing, using tap water only, of untreated sugar beet seed for research purposes. | ABF Grain Products Limited | T/A Germains Seed Technology | Weston Centre | 10 Grosvenor Street | London |  | W1K 4QY | the disposal outlet of the washing vessel | St. Andrews Road | TF6386419114 | TF6383219126 | [54 empty] | 500 | mg/l | [54 empty] | 0.2 | l/s | [48 empty] | 10 | pH | 6 | pH | [18 empty] | 500 | mg/l | [16 empty] | 43 | °C | [8 empty] | 0.04 | m³/d
KINGS LYNN STW | S01KLYPOLIKA0 | Consent | Live | No | TECO-0087-2022 | Kings Lynn Police Station | St James Road | Kings Lynn | Norfolk |  |  | PE30 5DE | 30/06/2022 | Used water, after passage via an interceptor, from the external washing of vehicles only. | Norfolk Constabulary | Jubilee House | Falconers Chase | Wymondham | Norfolk |  | NR18 0WW | the foul manhole after the washbay grit trap | Regent Place | TF6207619844 | TF6204919835 | [54 empty] | 2500 | mg/l | [54 empty] | 0.5 | l/s | [48 empty] | 11 | pH | 6 | pH | [18 empty] | 1000 | mg/l | [16 empty] | 43 | °C | [8 empty] | 1.8 | m³/d
KINGS LYNN STW | S01375FOSTKA1 | Direction | Live | No | TEDI-0209-2022 | Foster Refrigerator | Oldmedow Road | King's Lynn | Norfolk |  |  | PE30 4JU | 14/12/2022 | Used water from leak testing of refrigeration system coils from Plant 1. | ITW Limited | Saxon House | 2-4 Victoria Street | Windsor | Berkshire |  | SL4 1EN | the discharge from the water tank in Plant 1 used for the leak testing of refrigeration coils, discharged into manhole outside Plant 1 | Oldmedow Road, Kings Lynn. | TF6353019140 | TF6341119184 | [54 empty] | 100 | mg/l | [54 empty] | 1 | l/s | [48 empty] | 10 | pH | 6 | pH | [18 empty] | 100 | mg/l | [16 empty] | 43 | °C | [8 empty] | 1 | m³/d
KINGS LYNN STW | S01375FOSTKA5 | Direction | Live | No | TEDI-0208-2022 | Foster Refrigerator | Plant 4, Rollesby Road | King's Lynn | Norfolk |  |  | PE30 4JU | 14/12/2022 | Used water arising from the leak testing of refrigeration coils from Plant 4. | ITW Limited | Saxon House | 2-4 Victoria Street | Windsor | Berkshire |  | SL4 1EN | the point of discharge from the tank in Plant 4 used for the testing of refrigeration coils | Rollesby Road, Kings Lynn | TF6372019160 | TF6374019210 | [54 empty] | 100 | mg/l | [54 empty] | 1 | l/s | [48 empty] | 10 | pH | 6 | pH | [18 empty] | 100 | mg/l | [16 empty] | 43 | °C | [8 empty] | 1 | m³/d
KINGS LYNN STW | S01KLMORRIKA0 | Consent | Live | No | TECO-0022-2024 | WM Morrison Supermarket Ltd | Morrisons Petrol Station | Kings Lynn - PFS | Coburg Street | Kings Lynn | Norfolk | PE30 1QB | 19/02/2024 | Used water, after passage via an interceptor, from the external washing of vehicles only. | WM Morrison Supermarkets Ltd | Hilmore House, Gain Lane | Bradford | West Yorkshire |  |  | BD3 7DL | a point following the car wash interceptor sumps | Coburg Street | TF6228120161 | TF6228220180 | [54 empty] | 2500 | mg/l | [54 empty] | 2.5 | l/s | [48 empty] | 11 | pH | 6 | pH | [18 empty] | 1000 | mg/l | [16 empty] | 43 | °C | [8 empty] | 3.5 | m³/d
KINGS LYNN STW | S01KLYMAROKA0 | Direction | Live | No | TEDI-0119-2024 | Mars Food UK Limited | Hansa Road | Kings Lynn | Norfolk |  |  | PE30 4JE | 16/10/2024 | Used water generated of waste derived from a reverse osmosis plant. | Mars Food UK Limited | 3d Dundee Road | Slough | Berkshire |  |  | SL1 4LG | the tap on waste discharge pipe feed from RO room | Hansa Road | TF6298919040 | TF6295418998 | [54 empty] | 2000 | mg/l | [54 empty] | 16 | l/s | [48 empty] | 10 | pH | 6 | pH | [18 empty] | 1000 | mg/l | [16 empty] | 43 | °C | [8 empty] | 300 | m³/d
KINGS LYNN STW | S01KLYFOSTKA0 | Consent | Live | No | TECO-0199-2024 | Foster Refrigerator | Oldmedow Road | Kings Lynn | Norfolk |  |  | PE30 4JU | 27/09/2024 | Used water from release of condensate from a compressor. | ITW Limited T/A Foster Refrigerator | Saxon House, 2-4 Victoria Street | Windsor | Berkshire |  |  | SL4 1EN | a point following the condensate release point | Oldmedow Road | TF6352819163 | TF6341119184 | [54 empty] | 2000 | mg/l | [54 empty] | 0.5 | l/s | [48 empty] | 10 | pH | 6 | pH | [18 empty] | 1000 | mg/l | [16 empty] | 43 | °C | [8 empty] | 0.25 | m³/d
KINGS LYNN STW | S01TEM0182KA1 | Direction | Live | No | TEDI-0164-2024 | c/o GeoSCart | Kings Lynn Sainsbury Superstore | Hardwick Industrial Estate | Scania Way | Kings Lynn |  | PE30 4LR | 06/11/2024 | Chilled/condenser water containing 10% monopropylene glycol, with a maximum volume of 10.0 cubic metres, only to be discharged during the period from 06/11/2024 to 30/04/2025 inclusive. | Ashford Environmental Services Limited | 55 Loudoun Road | London |  |  |  | NW8 0DL | the point of drainage within the premises | Scania Way | TF6335818544 | TF6328118585 | [54 empty] | 500 | mg/l | [54 empty] | 0.5 | l/s | [48 empty] | 10 | pH | 6 | pH | [18 empty] | 500 | mg/l | [16 empty] | 43 | °C | [8 empty] | 10 | m³/d
KINGS LYNN STW | S01RAYMONDKA | Direction | Live | No | TEDI-0001-2025 | Guy-Raymond Engineering Company Limited | Rollesby Road | Hardwick Industrial Estate | Kings Lynn | Norfolk |  | PE30 4LX | 08/03/2025 | Used waters derived from machining, water cooling and general factory floor cleaning, containing traces of cleaners, cutting oils, scale inhibitors and biocides after passage through a regularly maintained interceptor | Guy-Raymond Engineering Company Limited | Rollesby Road | Hardwick Industrial Estate | Kings Lynn | Norfolk |  | PE30 4LX | the first manhole downstream from the interceptor | Rollesby Road | TF6357119404 | TF6356719303 | [54 empty] | 5000 | mg/l | [54 empty] | 0.5 | l/s | [36 empty] | 250 | mg/l | [10 empty] | 10 | pH | 6 | pH | [18 empty] | 500 | mg/l | [16 empty] | 43 | °C | [8 empty] | 0.5 | m³/d | [14 empty] | 5 | mg/l
KINGS LYNN STW | S01KLYTRUCKA0 | Consent | Live | No | TECO-0270-2024 | Truckeast Limited | Hamlin Way | Kings Lynn | Norfolk |  |  | PE30 4NG | 30/01/2025 | Used water from the steam cleaning of vehicles, including for pre-MOT inspection purposes, after passage through an interceptor. | Truckeast Limited | Venture Road Lawn Farm Business Park | Woolpit | Bury St. Edmunds | Suffolk |  | IP30 9RZ | a point following the interceptor | Hamlin Way | TF6268017891 | TF6281117972 | [54 empty] | 2500 | mg/l |  |  |  |  | 5000 | mg/l | [48 empty] | 1 | l/s | [48 empty] | 10 | pH | 6 | pH | [18 empty] | 1000 | mg/l | [16 empty] | 43 | °C | [8 empty] | 5 | m³/d | [14 empty] | 5 | mg/l
KINGS LYNN STW | S01KLYMOFLKA0 | Consent | Live | No | TECO-0015-2025 | Motor Fuel Limited | Gaywood Service Station | 1-5 Lynn Road | Kings Lynn | Norfolk |  | PE30 4PR | 18/03/2025 | Used water, after passage via an interceptor, from the external washing of vehicles only. | Motor Fuel Limited | 10 Bricket Road | St Albans | Hertfordshire |  |  | AL1 3JX | the inspection chamber following the vehicle wash interceptors | Lynn Road, Gaywood | TF6317120523 | TF6316820478 | [54 empty] | 2500 | mg/l | [54 empty] | 1 | l/s | [48 empty] | 11 | pH | 6 | pH | [18 empty] | 1000 | mg/l | [16 empty] | 43 | °C | [8 empty] | 3 | m³/d
KINGS LYNN STW | S01KLYHOLDKA0 | Consent | Live | No | TECO-0105-2025 | Holden Kings Lynn | 49 Bergen Way | North Lynn Industrial Estate | Kings Lynn | Norfolk |  | PE30 2JG | 04/06/2025 | Used water, after passage via an interceptor, from the external washing of vehicles only. | Hylton Gott Limited T/A Holden Kings Lynn | 22 Heigham Street | Norwich | Norfolk |  |  | NR2 4TF | a point following the vehicle wash interceptor | Bergen Way | TF6297922055 | TF6298422005 | [54 empty] | 2500 | mg/l | [54 empty] | 1 | l/s | [48 empty] | 11 | pH | 6 | pH | [18 empty] | 1000 | mg/l | [16 empty] | 43 | °C | [8 empty] | 2 | m³/d
KINGS LYNN STW | S01KLYSAINKA0 | Consent | Live | No | TECO-0210-2025 | Sainsbury's Supermarkets Ltd | Scania Way | Hardwick Industrial Estate | King's Lynn | Norfolk |  | PE30 4LR | 08/12/2025 | Used water, after passage via an interceptor, from the external washing of vehicles only. | Sainsbury's Supermarkets Ltd | 33 Charterhouse Street | London |  |  |  | EC1M 6HA | a point following the vehicle wash interceptor | Scania Way, via a private pumping station | TF6329818613 | TF6323018566 | [54 empty] | 2500 | mg/l | [54 empty] | 1 | l/s | [48 empty] | 11 | pH | 6 | pH | [18 empty] | 1000 | mg/l | [16 empty] | 43 | °C | [8 empty] | 10 | m³/d
KINGS LYNN STW | S01KLYLYNXKA0 | Consent | Live | No | TECO-0159-2025 | Coastal Red Limited t/a Lynx | Acer Road | Saddlebow Ind Estate | King's Lynn | Norfolk |  | PE34 3HN | 18/08/2025 | Used water, after passage via an interceptor, from the external washing of vehicles only. | Coastal Red Limited t/a Lynx | Acer Road | Saddlebow Ind Estate | King's Lynn | Norfolk |  | PE34 3HN | the pump chamber on site, following the interceptor | Acer Road | TF6119617537 | TF6128217492 | [54 empty] | 2500 | mg/l | [54 empty] | 7 | l/s | [48 empty] | 11 | pH | 6 | pH | [18 empty] | 1000 | mg/l | [16 empty] | 43 | °C | [8 empty] | 11 | m³/d
KIRMINGTON STW | S01ACN133 KA | Direction | Live | No | TEDI-0057-2022 | Humberside International Airport | Kirmington | North Lincolnshire |  |  |  | DN39 6YH | 23/05/2022 | Wastewaters, after pre-treatment, resulting from fire fighting training exercises. | Humberside International Airport Limited | Redhill Aerodrome | Kings Mill Lane | Redhill | Surrey |  | RH1 5JZ | a point downstream of the reed bed and prior to the public foul sewer | the rising main from the pumping station at Humberside Airport, Kirmington | TA0985310277 | TA0923010940 | [54 empty] | 700 | mg/l | [54 empty] | 3 | l/s | [36 empty] | 250 | mg/l | [10 empty] | 10 | pH | 6 | pH | [18 empty] | 250 | mg/l | [8 empty] | 1000 | mg/l | [6 empty] | 43 | °C | [8 empty] | 10 | m³/d
KIRMINGTON STW | S01ACS145 KA | Direction | Live | No | TEDI-0017-2023 | Humberside International Airport | Kirmington | North Lincolnshire |  |  |  | DN39 6YH | 03/04/2023 | Used water from the washing of aircraft | Humberside International Airport Limited | Redhill Aerodrome | Kings Mill Lane | Redhill | Surrey |  | RH1 5JZ | the manhole after the interceptors | manhole MH2900 (the last manhole before Humberside International Airport pumping station) | TA0935010630 | TA0923010930 | [54 empty] | 2000 | mg/l | [54 empty] | 0.5 | l/s | [36 empty] | 250 | mg/l | [10 empty] | 10 | pH | 6 | pH | [18 empty] | 500 | mg/l | [16 empty] | 43 | °C | [8 empty] | 2 | m³/d
LACEBY STW | S01ACZ503BKA | Consent | Live | No | ACZ 503 | Laceby Lodge Services | Laceby Crossroads | Barton Street | Laceby, Grimsby | N.E. Lincolnshire |  | DN37 7LG | 28/07/2016 | Used water from the jet washing of vehicles only. | Blakemore Retail Ltd | Long Acres Industrial Estate | Rosehill | Willenhall | West Midlands |  | WV13 2JP | at manhole positioned after on-site separator | at Barton Road, Laceby | TA2055405883 | TA2065505879 | [54 empty] | 2500 | mg/l | [54 empty] | 0.5 | l/s | [48 empty] | 11 | pH | 6 | pH | [18 empty] | 1000 | mg/l | [16 empty] | 45 | °C | [8 empty] | 6 | m³/d
LACEBY STW | S01ACG146 KA | Direction | Live | No | ADZ 252 | Astle Grimsby | Grimsby Road | Laceby | North East Lincolnshire |  |  | DN37 7DP | 01/05/2015 | Used water from the washing of motor vehicles. | Astle Limited T/A Astle Grimsby | Airport House | The Airport | Cambridge |  |  | CB5 8RY | at the manhole near showroom, prior to discharge to the public foul sewer | at Grimsby Road, Laceby | TA2078005850 | TA2077005890 | [54 empty] | 2500 | mg/l | [54 empty] | 0.9 | l/s | [48 empty] | 11 | pH | 6 | pH | [18 empty] | 1000 | mg/l | [8 empty] | 1000 | mg/l | [6 empty] | 45 | °C | [8 empty] | 3.25 | m³/d
LACEBY STW | S01ACG96AMKA | Direction | Live | No | ADY 32 | Mercedes Benz of Grimsby | Laceby Crossroads | Laceby, Grimsby | North East Lincolnshire |  |  | DN37 7LG | 01/10/2013 | Used water arising from the external washing of road vehicles. | Falcon Of Hull & Lincolnshire Limited | Othello House | Stratford Business & Technology Park | Banbury Road | Stratford Upon Avon | Warwickshire | CV37 7GY | at the vehicle washdown area, prior to connection to the foul sewer. | in Grimsby Road, Laceby. | TA2080305829 | TA2077005880 | [54 empty] | 2500 | mg/l | [54 empty] | 1 | m³/hr | [36 empty] | 250 | mg/l | [10 empty] | 11 | pH | 6 | pH | [18 empty] | 1000 | mg/l | [8 empty] | 1000 | mg/l | [6 empty] | 45 | °C | [8 empty] | 5 | m³/d
LANGHAM STW (ESSEX) | S01WHITNELKA | Direction | Live | No | ADU 141 | Whitnell Contracts Ltd | School Farm Buildings | School Road | Langham | Colchester | Essex | CO4 5PB | 01/10/2009 | Wastewater from the external washing of vehicle only after passing through an interceptor. | Whitnell Contracts Limited | 2 Beacon End Courtyard | London Road | Stanway, Colchester | Essex |  | CO3 0NU | at the manhole after passing through the interceptor | at School Road, Langham, Colchester | TM0252031750 | TM0253031750 | [54 empty] | 2000 | mg/l | [54 empty] | 0.25 | m³/hr | [36 empty] | 250 | mg/l | [10 empty] | 11 | pH | 6 | pH | [18 empty] | 1000 | mg/l | [8 empty] | 1000 | mg/l | [6 empty] | 45 | °C | [8 empty] | 2 | m³/d
LANGHAM STW (NORFOLK) | S01NORBREWKA0 | Direction | Live | No | TEDI-0167-2020 | The Norfolk Brewhouse | The Grange Farm | Harvest Lane | Hindringham | Norfolk |  | NR21 0PW | 03/01/2021 | Used water, after passage through two settlement tanks, arising from the cleaning and sterilisation of equipment used in the brewing of beers. | David Holliday Limited T/A The Norfolk Brewhouse | The White House | High Street | Dereham | Norfolk |  | NR19 1DR | the sampling chamber after the settlement tanks and prior to discharging to the public foul sewer | a point adjacent to the brewery flowing to Harvest Lane, Hindringham | TF9778035820 | TF9778035830 | [54 empty] | 5000 | mg/l | [54 empty] | 1 | l/s | [48 empty] | 10 | pH | 6 | pH | [18 empty] | 1000 | mg/l | [16 empty] | 43 | °C | [8 empty] | 6.5 | m³/d
LATCHINGDON STW | S01Q8LATCHKA | Direction | Live | No | ADZ 533 | Malthurst Petroleum Ltd (Latchingdon) | 14 The Street | Latchingdon | Essex |  |  | CM3 6JP | 01/04/2016 | Used water arising from an automatic roll over wash facility, after passage through a suitably maintained interceptor. | Malthurst Petroleum Limited | Vincent House | 4 Grove Lane | Epping | Essex |  | CM16 4LH | at a point prior to discharging to the public foul sewer | at The Street, Latchingdon | TL8798000410 | TL8802000390 | [54 empty] | 2500 | mg/l | [54 empty] | 0.5 | l/s | [48 empty] | 11 | pH | 6 | pH | [18 empty] | 1000 | mg/l | [16 empty] | 45 | °C | [8 empty] | 8 | m³/d
LAVENHAM STW | S01BGASLAVKA | Direction | Live | No | ADZ 1028 | National Grid Property Holdings Ltd | Water Street | Lavenham | Suffolk |  |  | CO10 9RN | 12/10/2017 | Used waters from gas holder overflow water. | National Grid Property Holdings Limited | 1-3 The Strand | London |  |  |  | WC2N 5EH | at a point after discharge from the interceptor & before entry to the public foul sewer. | at Brent-Eleigh Road, Lavenham | TL9183449063 | TL9190049067 | [54 empty] | 2000 | mg/l | [54 empty] | 1.38 | l/s | [48 empty] | 10 | pH | 6 | pH | [18 empty] | 1000 | mg/l | [16 empty] | 45 | °C | [8 empty] | 5 | m³/d
LEADENHAM STW | S01LEADPFSKA1 | Consent | Live | No | TECO-0115-2020 | Leadenham Filling Station | Main Road | Leadenham | Lincolnshire |  |  | LN5 0PQ | 15/10/2020 | Used water, after passage via an interceptor, from the external washing of vehicles only. | HKS Retail Limited | Harvest House | Horizon Business Village | 1 Brooklands Road | Weybridge | Surrey | KT13 0TJ | a point after the interceptor | Station Terrace | SK9533752599 | SK9534052635 | [54 empty] | 2500 | mg/l | [54 empty] | 1 | l/s | [48 empty] | 11 | pH | 6 | pH | [18 empty] | 1000 | mg/l | [16 empty] | 43 | °C | [8 empty] | 6 | m³/d
LEIGHTON LINSLADE STW | S013090163KA1 | Consent | Live | No | ACX 114 | Forticrete Limited | Factory No.3 | Boss Avenue | Leighton Buzzard | Bedfordshire |  | LU7 4SD | 24/10/2012 | Wastewater from the discharge from an air compressor separator. | Forticrete Limited | Ibstock Group | Leicester Road | Ibstock | Leicestershire |  | LE67 6HS | at discharge from pipe from compressor separator, prior to discharge to the public foul sewer. | at Grovebury Road, Leighton Buzzard | SP9208024450 | SP9223024230 | [54 empty] | 2000 | mg/l | [54 empty] | 1 | l/s | [36 empty] | 250 | mg/l | [10 empty] | 12.5 | pH | 6 | pH | [18 empty] | 1000 | mg/l | [8 empty] | 1000 | mg/l | [6 empty] | 45 | °C | [8 empty] | 0.01 | m³/d
LEIGHTON LINSLADE STW | S013090158KA1 | Consent | Live | No | ACT 27 | Wheelie Clean | 17 Nelson Road | Leighton Buzzard | Bedfordshire |  |  | LU7 3EE | 12/06/2008 | Wastwaters arising from the cleaning of domestic wheelie bins | Mr Andrew Green | 17 Nelson Road | Leighton Buzzard | Bedfordshire |  |  | LU7 3EE | at a point prior to discharging to the public foul sewer | Nelson Road, Leighton Buzzard | SP9282026080 | SP9285026060 | [54 empty] | 2000 | mg/l | [54 empty] | 0.5 | m³/hr | [36 empty] | 200 | mg/l | [10 empty] | 10 | pH | 6 | pH | [18 empty] | 500 | mg/l | [8 empty] | 1000 | mg/l | [6 empty] | 45 | °C | [8 empty] | 0.5 | m³/d
LEIGHTON LINSLADE STW | S013090151KA1 | Direction | Live | No | ADZ 690 | Lifestyle @ Tiddenfoot | Mentmore Road | Linslade | Leighton Buzzard |  |  | LU7 2AF | 01/09/2016 | Used water from the backwashing of swimming pool filters (main pool) and the periodic drain-down of pool contents. | One Life Limited | 4 The Birches | Oakridge Lynch | Stroud | Gloucestershire |  | GL6 7NZ | at the boiler house plant room | at Mentmore Road, Leighton Buzzard | SP9128024190 | SP9128024190 | [54 empty] | 1000 | mg/l | [10 empty] | 5 | mg/l | [42 empty] | 9 | l/s | [48 empty] | 10 | pH | 6 | pH | [18 empty] | 1000 | mg/l | [16 empty] | 45 | °C | [8 empty] | 10 | m³/d
LEIGHTON LINSLADE STW | S013090147KA1 | Direction | Live | No | ADX 550 | Morrison Supermarket PLC | Petrol Filling Station | Lake Street | Leighton Buzzard | Bedfordshire |  | LU7 1WS | 01/06/2013 | Wastewaters arising from the external washing of vehicles only. | WM Morrison Supermarket PLC | Hilmore House | Gain Lane | Bradford | West Yorkshire |  | BD3 7DL | at a suitable point, prior to discharging to the public foul sewer | Lake Street, Leighton Buzzard | SP9244048150 | SP9241024780 | [54 empty] | 2500 | mg/l | [54 empty] | 1 | m³/hr | [36 empty] | 250 | mg/l | [10 empty] | 11 | pH | 6 | pH | [18 empty] | 1000 | mg/l | [8 empty] | 1000 | mg/l | [6 empty] | 45 | °C | [8 empty] | 3 | m³/d
LEIGHTON LINSLADE STW | S013090135KA1 | Direction | Live | No | ADV 50 | Monier Limited | Vandyke Plant | Mile Tree Road | Leighton Buzzard | Bedfordshire |  | LU7 9LA | 01/08/2010 | Wastewaters arising from the external washing of vehicles only | Monier Limited | Sussex Manor Business Park | Gatwick Road | Crawley | West Sussex |  | RH10 9NZ | in the final chamber of the interceptor prior to discharging to the public foul sewer | at Nelson Road, Leighton Buzzard | SP9399027300 | SP9297026320 | [54 empty] | 2000 | mg/l | [54 empty] | 1 | m³/hr | [36 empty] | 250 | mg/l | [10 empty] | 11 | pH | 6 | pH | [18 empty] | 1000 | mg/l | [8 empty] | 1000 | mg/l | [6 empty] | 45 | °C | [8 empty] | 2 | m³/d
LEIGHTON LINSLADE STW | S013090145KA1 | Direction | Live | No | ADV 252 | Charcon | Grovebury Road | Leighton Buzzard | Bedfordshire |  |  | LU7 8TB | 01/01/2011 | Wastewater arising from the cleaning of plant & vehicles, used in the manufacture of concrete products. | Aggregate Industries UK Limited | Bardon Hall | Copt Oak Road | Markfield | Leicestershire |  | LE67 9PJ | at a point prior to discharge to the public foul sewer | at Grovebury Road, Leighton Buzzard | SP9220023800 | SP9205023930 | [54 empty] | 2500 | mg/l | [54 empty] | 0.1 | m³/hr | [36 empty] | 250 | mg/l | [10 empty] | 11 | pH | 6 | pH | [18 empty] | 1000 | mg/l | [8 empty] | 1000 | mg/l | [6 empty] | 45 | °C | [8 empty] | 0.5 | m³/d
LEIGHTON LINSLADE STW | S013090153KA1 | Direction | Live | No | ADZ 1021 | Jewson 347 | Leighton Road | Leighton Buzzard | Bedfordshire |  |  | LU7 1LA | 30/09/2017 | Used waters, after passage via a suitably sized and maintained interceptor, from the external washing of vehicles and plant hire equipment. | Jewson Limited | Saint -Gobain House | Binley Business Park | Coventry |  |  | CV3 2TT | at a point at the end manhole chamber of the interceptor and prior to discharge into the public foul sewer | at Leighton Road | SP9158024980 | SP9159025020 | [54 empty] | 2500 | mg/l | [54 empty] | 1 | l/s | [48 empty] | 11 | pH | 6 | pH | [18 empty] | 1000 | mg/l | [16 empty] | 45 | °C | [8 empty] | 1 | m³/d
LEIGHTON LINSLADE STW | S013090150KA1 | Direction | Live | No | ADZ 443 | Splosh | 32 Bassett Road | Leighton Buzzard | Bedfordshire |  |  | LU7 1AR | 01/12/2015 | Used water from the external washing of vehicles. | Mr Konstandin Gjoni T/A Splosh | 32 Bassett Road | Leighton Buzzard | Bedfordshire |  |  | LU7 1AR | at the end of the interceptor/catch pit | at Bassett Road, Leighton Buzzard | SP9160025430 | SP9160025430 | [54 empty] | 2500 | mg/l | [54 empty] | 1 | l/s | [48 empty] | 11 | pH | 6 | pH | [18 empty] | 1000 | mg/l | [16 empty] | 45 | °C | [8 empty] | 2 | m³/d
LEIGHTON LINSLADE STW | S013090131KA1 | Direction | Live | No | ADX 450 | S & J Pierce Transport | Grovebury Garage | Firbank Way | Chartwell Business Park | Leighton Buzzard, Bedfordshire |  | LU7 4YP | 01/03/2013 | Wastewaters arising from the external jetwashing of vehicles after passage through a maintained interceptor. | Mr Steven Pierce & Mrs Jenny Pierce | No 2, Stones Way | Drayton Parslow | Milton Keynes | Buckinghamshire |  | MK17 0LF | at a suitable point prior to discharge to the public foul sewer | at Firbank Way, Leighton Buzzard | SP9247024210 | SP9245424236 | [54 empty] | 2500 | mg/l | [54 empty] | 1 | m³/hr | [36 empty] | 250 | mg/l | [10 empty] | 11 | pH | 6 | pH | [18 empty] | 1000 | mg/l | [8 empty] | 1000 | mg/l | [6 empty] | 45 | °C | [8 empty] | 3 | m³/d
LEIGHTON LINSLADE STW | S013090132KA1 | Direction | Live | No | ADZ 587 | Mela Landerette | 1 Hockliffe Road | Leighton Buzzard | Bedfordshire |  |  | LU7 3FF | 01/05/2016 | Used waters arising from the laudering of clothes and fabric. | Mr Nick Parfundo - T/A Mela Lanuderette | 1 Hockliffe Road | Leighton Buzzard | Bedfordshire |  |  | LU7 3FF | at a point to the rear of the premises prior to discharging to the public foul sewer | at Hockliffe Road, Leighton Buzzard | SP9255025250 | SP9256025260 | [54 empty] | 2000 | mg/l | [54 empty] | 1 | l/s | [48 empty] | 11 | pH | 6 | pH | [18 empty] | 1000 | mg/l | [16 empty] | 45 | °C | [8 empty] | 5 | m³/d
LEIGHTON LINSLADE STW | S013090207KA1 | Consent | Live | No | ACZ 637 | Tesco Hand Car Wash - Leighton Buzzard | Tesco Store | Vimy Road | Leighton Buzzard |  |  | LU7 1ER | 23/12/2016 | Used water from the external vehicle washing. | Mr Saber Rezaei - T/A Tesco Hand Car Wash | 30 Clifton Gardsns | London |  |  |  | NW11 7EL | at point on the premises after the interceptor | at Vimy Road | SP9168525202 | SP9166425245 | [54 empty] | 2500 | mg/l | [54 empty] | 0.5 | l/s | [48 empty] | 11 | pH | 6 | pH | [18 empty] | 1000 | mg/l | [16 empty] | 45 | °C | [8 empty] | 5.05 | m³/d
LEIGHTON LINSLADE STW | S013090133KA1 | Direction | Live | No | ADT 516 | Camden Ventures Limited | 77-83 Grovebury Road | Leighton Buzzard | Bedfordshire |  |  | LU7 8TE | 01/06/2009 | Wastewaters arising from the external washing of vehicles, steam cleaning, dewaxing and contaminated surface water run-off from petrol tank refuelling area | Camden Ventures Limited | 9 Cheyne Walk | Northampton | Northamptonshire |  |  | NN1 5PT | at a point after the interceptor and prior to discharging to the public foul sewer | Grovebury Road, Laeighton Buzzard | SP9211023770 | SP9205023930 | [54 empty] | 2000 | mg/l | [54 empty] | 6.5 | m³/hr | [34 empty] | 250 | mg/l | [12 empty] | 11 | pH | 6 | pH | [18 empty] | 1000 | mg/l | [8 empty] | 1000 | mg/l | [6 empty] | 45 | °C | [8 empty] | 30 | m³/d
LEIGHTON LINSLADE STW | S013090151KA2 | Direction | Live | No | ADZ 691 | Lifestyle @ Tiddenfoot | Mentmore Road | Linslade | Leighton Buzzard |  |  | LU7 2AF | 01/09/2016 | Used water from the backwashing of swimming pool filters (VB pool and spa) and the periodic drain-down of pool contents. | One Life Limited | 4 The Birches | Oakridge Lynch | Stroud | Gloucestershire |  | GL6 7NZ | at the small pool plant room | at Mentmore Road, Leighton Buzzard | SP9128024200 | SP9128024200 | [54 empty] | 1000 | mg/l | [10 empty] | 5 | mg/l | [42 empty] | 9 | l/s | [48 empty] | 10 | pH | 6 | pH | [18 empty] | 1000 | mg/l | [16 empty] | 45 | °C | [8 empty] | 11 | m³/d
LEIGHTON LINSLADE STW | S013090154KA1 | Direction | Live | No | TEDI-0001-2019 | Grundfos Pumps Limited | Grovebury Road | Leighton Buzzard | Bedfordshire |  |  | LU7 4TL | 10/03/2019 | Used water from the external washing of vehicles in addition to product cleaning washdown. | Grundfos Pumps Limited | Grovebury Road | Leighton Buzzard | Bedfordshire |  |  | LU7 4TL | the pump wash bay area in the factory | Grovebury Road | SP9209624162 | SP9212424123 | [54 empty] | 2500 | mg/l | [54 empty] | 1 | l/s | [48 empty] | 11 | pH | 6 | pH | [18 empty] | 1000 | mg/l | [16 empty] | 45 | °C | [8 empty] | 1 | m³/d
LEIGHTON LINSLADE STW | S013090165KA1 | Consent | Live | No | TECO-0096-2020 | St. Christopher's Filling Station | Leighton Road | Leighton Buzzard |  |  |  | LU7 1LA | 08/10/2020 | Used water, after passage via an interceptor, from the external washing of vehicles only. | H.K.S. Retail Ltd | Prax House | Horizon Business Village | 1 Brooklands Road | Weybridge | Surrey | KT13 0TJ | the first MH immediately downstream of the silt trap and interceptor (NE corner of the carwash area) | Leighton Road | SP9169624952 | SP9166425015 | [54 empty] | 2500 | mg/l | [54 empty] | 1 | l/s | [48 empty] | 11 | pH | 6 | pH | [18 empty] | 1000 | mg/l | [16 empty] | 43 | °C | [8 empty] | 2 | m³/d
LEIGHTON LINSLADE STW | S013090166KA1 | Consent | Live | No | TECO-0108-2021 | Direct Adhesives Ltd | Unit 11 Chartmoor Road | Leighton Buzzard | Bedfordshire |  |  | LU7 4WG | 26/05/2021 | Used waters arising from the washing of mixing vessels, pumps and filters used in the production of water based adhesives. | Direct Adhesives Ltd | Unit 15 Chartmoor Road | Leighton Buzzard | Bedfordshire |  |  | LU7 4WG | the drain within the warehouse, prior to discharge into the public foul sewer | Eden Way, Leighton Buzzard, MH 4901 | SP9255223937 | SP9248123914 | [54 empty] | 10000 | mg/l | [54 empty] | 1 | l/s | [48 empty] | 10 | pH | 6 | pH | [18 empty] | 1000 | mg/l | [16 empty] | 43 | °C | [8 empty] | 5 | m³/d
LEIGHTON LINSLADE STW | S013090144KA1 | Direction | Live | Yes | TEDI-0126-2021 | B/E Aerospace (UK) Limited | Grovebury Road | Leighton Buzzard | Bedfordshire |  |  | LU7 4TB | 09/08/2021 | Used water from the de-burring of metal components and washing of sub-frames. | B/E Aerospace (UK) Limited | Nissen House | Grovebury Road | Leighton Buzzard | Bedfordshire |  | LU7 4TB | a point prior to discharge into the public foul sewer | Grovebury Road, Leighton Buzzard, MH 0905 | SP9226023900 | SP9204023930 | [48 empty] | 0.1 | mg/l |  |  |  |  | 1000 | mg/l | [54 empty] | 1 | l/s | [48 empty] | 10 | pH | 6 | pH | [18 empty] | 500 | mg/l | [16 empty] | 43 | °C | [8 empty] | 0.5 | m³/d
LEIGHTON LINSLADE STW | S013090162KA1 | Direction | Live | No | TEDI-0187-2023 | Pledge Office Chairs Limited | Millstream Works | Mill Road | Leighton Buzzard | Bedfordshire |  | LU7 1BA | 29/11/2023 | Used water comprising of rinse waters generated during the iron phosphating process only. | Pledge Office Chairs Limited | Millstream Works | Mill Road | Leighton Buzzard | Bedfordshire |  | LU7 1BA | the discharge pipe from the rinse tank, prior to entering to the public foul sewer | Mill Road, Leighton Buzzard | SP9180025660 | SP9197125567 | [54 empty] | 1250 | mg/l | [54 empty] | 1 | l/s | [48 empty] | 10 | pH | 6 | pH | [8 empty] | 100 | mg/l | [8 empty] | 500 | mg/l | [16 empty] | 43 | °C | [8 empty] | 1 | m³/d
LEIGHTON LINSLADE STW | S013090136KA1 | Direction | Live | No | TEDI-0220-2023 | Grundfos Pumps Limited | Grovebury Road | Leighton Buzzard | Bedfordshire |  |  | LU7 4TL | 29/04/2024 | Used water generated from the pump test process. | Grundfos Pumps Limited | Grovebury Road | Leighton Buzzard | Bedfordshire |  |  | LU7 4TL | the discharge pipe from test tank, prior to discharge to the public foul sewer | Grovebury Road, Leighton Buzzard | SP9209724165 | SP9212524122 | [54 empty] | 500 | mg/l | [54 empty] | 1 | l/s | [48 empty] | 10 | pH | 6 | pH | [18 empty] | 200 | mg/l | [16 empty] | 43 | °C | [8 empty] | 2 | m³/d | [14 empty] | 2.5 | mg/l
LEIGHTON LINSLADE STW | S013090218KA2 | Consent | Live | No | TECO-0054-2024 | Carshop | 77-83 Grovebury Road | Leighton Buzzard | Bedfordshire |  |  | LU7 4TE | 16/04/2024 | Used water, after passage via an interceptor, from the external washing of vehicles only. | Sytner Group Ltd T/A Leighton Buzzard Carshop Ltd | 2 Penman Way | Grove Park | Leicester |  |  | LE19 1ST | a point after the interceptor prior to the effluent discharging into the public foul sewer | Bellona Drive, Leighton Buzzard | SP9208723685 | SP9232723504 | [54 empty] | 2500 | mg/l | [54 empty] | 1 | l/s | [48 empty] | 11 | pH | 6 | pH | [18 empty] | 1000 | mg/l | [16 empty] | 43 | °C | [8 empty] | 10 | m³/d
LEIGHTON LINSLADE STW | S013090219KA1 | Consent | Live | No | TECO-0184-2024 | Ibstock Plc T/A Forticrete Limited | Boss Avenue | Leighton Buzzard | Bedfordshire |  |  | LU7 4SD | 10/10/2024 | Used water arising from the wash down of equipment. | Ibstock Plc T/A Forticrete Limited | Leicester Road | Ibstock | England |  |  | LE67 6HS | the FMH9 within the premises prior to the effluent being discharged to the public foul sewer | Grovebury Road, Leighton Buzzard | SP9211624411 | SP9223724241 | [54 empty] | 2500 | mg/l | [54 empty] | 1 | l/s | [48 empty] | 11 | pH | 6 | pH | [18 empty] | 1000 | mg/l | [16 empty] | 43 | °C | [8 empty] | 5 | m³/d
LEIGHTON LINSLADE STW | S013090143KA1 | Direction | Live | Yes | TEDI-0034-2025 | C-Tec Limited | Unit 12 | Chartmoor Road | Leighton Buzzard | Bedfordshire |  | LU7 4WG | 26/05/2025 | Used water, after passage through an effluent treatment plant employing pH correction and settlement, from (i) zinc electroplating, (ii) anodising and (iii) alochrome. | C-Tec Limited | Unit 12 | Chartmoor Road | Leighton Buzzard | Bedfordshire |  | LU7 4WG | the sampling tap near the top of the treatment tank located at the left side of the main building | Chartmoor Road, Leighton Buzzard. | SP9240023800 | SP9240023800 | [48 empty] | 0.02 | mg/l |  |  |  |  | 300 | mg/l | [54 empty] | 2 | l/s | [48 empty] | 10 | pH | 6 | pH | [18 empty] | 300 | mg/l | [16 empty] | 43 | °C | [8 empty] | 9 | m³/d | [14 empty] | 5 | mg/l
LEIGHTON LINSLADE STW | S01TEM0218KA1 | Consent | Live | No | TECO-0112-2025 | Leighton Linslade Leisure Centre | Off Brigginton Way | Clipstone | Leighton Buzzard | Bedfordshire |  | LU7 3RY | 26/06/2025 | Used water arising from swimming pool leak testing for leakage, only to be discharged during the period from 30 June 2025 to 30 Jan 2026 inclusive. | Willmott Dixon Construction | Suite 201, The Spirella Building | Bridge Road | Letchworth Garden City | Hertfordshire |  | SG6 4ET | the last drain run F17 within the premises | Hydrus Drive, Leighton Buzzard | SP9428526365 | SP9389225938 | [54 empty] | 2500 | mg/l | [54 empty] | 1 | l/s | [48 empty] | 10 | pH | 6 | pH | [18 empty] | 1000 | mg/l | [16 empty] | 43 | °C | [8 empty] | 30 | m³/d
LEISTON-VALLEY RD STW | S01LEISTLCKA0 | Consent | Live | No | ACO 221 | Leiston Leisure Centre | Red House Lane | Leiston | Suffolk |  |  | IP16 4LS | 21/04/2004 | Wastewater from the backwashing of filters and the periodic emptying of pool contents. | Suffolk Coastal District Council | Council Offices | Melton Hill | Woodbridge | Suffolk |  | IP12 1AU | Not specified | Manhole 0001 (NGR: TM4506062026). | TM4560062020 | TM4560062020 | [54 empty] | 500 | mg/l | [54 empty] | 7.5 | l/s | [36 empty] | 200 | mg/l | [10 empty] | 10 | pH | 6 | pH | [18 empty] | 500 | mg/l | [8 empty] | 1000 | mg/l | [6 empty] | 45 | °C | [8 empty] | 13 | m³/d
LEISTON-VALLEY RD STW | S01LEIJEWSKA0 | Consent | Live | No | ACZ 169 | Jewson Ltd | 8-10 Abbey Road | Leiston |  |  |  | IP16 4RD | 08/12/2014 | Used water from arising from vehicle, tool & plant wash. | Jewson Limited | Saint - Gobain House | Binley Business Park | Coventry |  |  | CV3 2TT | at a point on the premises, prior to discharge to the public foul sewer | at Carr Avenue | TM4440862978 | TM4437762923 | [54 empty] | 2500 | mg/l | [54 empty] | 0.14 | l/s | [48 empty] | 11 | pH | 6 | pH | [18 empty] | 1000 | mg/l | [8 empty] | 1000 | mg/l | [6 empty] | 45 | °C | [8 empty] | 2 | m³/d
LETCHWORTH STW | S012026JEWKA1 | Consent | Live | No | ACS 89 | Jewson 907 | Arden Press Way | Letchworth | Hertfordshire |  |  | SG6 1HG | 12/10/2007 | Wastewaters, after passage via a suitably sized and maintained interceptor, from the external washing of plant hire equipment. | Jewson Limited | Aldwych House | 81 Aldwych | London |  |  | WC2B 4HQ | at a point prior to discharge into the public foul sewer | at Arden Press Way | TL2260033030 | TL2259033040 | [54 empty] | 2000 | mg/l | [54 empty] | 0.15 | l/s | [36 empty] | 250 | mg/l | [10 empty] | 11 | pH | 6 | pH | [18 empty] | 1000 | mg/l | [8 empty] | 1000 | mg/l | [6 empty] | 45 | °C | [8 empty] | 0.5 | m³/d
LETCHWORTH STW | S012026BOCKA1 | Consent | Live | No | ACY 231 | BOC Gases | Dunhams Lane | Letchworth | Hertfordshire |  |  | SG6 1LL | 02/04/2014 | Used water from the external washing of vehicles | BOC Limited | The Priestly Centre | 10 Priestly Road | Surrey Research Park | Guildford, Surrey |  | GU2 7XY | at the inspection chamber after the interceptor, prior to discharging to the public foul sewer | at Dunhams Lane, Letchworth | TL2296032960 | TL2297032940 | [54 empty] | 2500 | mg/l | [54 empty] | 1 | l/s | [36 empty] | 250 | mg/l | [10 empty] | 11 | pH | 6 | pH | [18 empty] | 1000 | mg/l | [8 empty] | 1000 | mg/l | [6 empty] | 45 | °C | [8 empty] | 2 | m³/d
LETCHWORTH STW | S012026TOYKA1 | Consent | Live | No | ACU 157 | Eden Bridge Toyota | Icknield Way | Letchworth Garden City | Hertfordshire |  |  | SG6 1EF | 02/12/2009 | Wastewater from the external washing of vehicles only. | Hill's Garages (Woodford) Limited | 536/564 High Road | Woodford Green | Essex |  |  | IG8 0PR | at the inspection chamber after the interceptor, prior to discharging to the public foul sewer | at Icknield Way, Letchworth | TL2220033270 | TL2225033300 | [54 empty] | 2000 | mg/l | [54 empty] | 1 | m³/hr | [36 empty] | 250 | mg/l | [10 empty] | 11 | pH | 6 | pH | [18 empty] | 1000 | mg/l | [8 empty] | 1000 | mg/l | [6 empty] | 45 | °C | [8 empty] | 4 | m³/d
LETCHWORTH STW | S012026ARCKA1 | Consent | Live | No | ACR 154 | ARC Car Wash | Norton Way North | Letchworth | Hertfordshire |  |  | SG6 1BW | 20/09/2006 | Wastewater, after passage through an interceptor, from the washing of vehicles. | Anduff Carwash Limited | 35-37 Amersham Hill | High Wycombe | Buckinghamshire |  |  | HP13 6NU | at a point prior to discharge into the public foul sewer | at Norton Way North | TL2230033200 | TL2230033200 | [54 empty] | 1500 | mg/l | [54 empty] | 2 | m³/hr | [36 empty] | 150 | mg/l | [10 empty] | 10 | pH | 6 | pH | [18 empty] | 800 | mg/l | [8 empty] | 1000 | mg/l | [6 empty] | 45 | °C | [8 empty] | 15 | m³/d
LETCHWORTH STW | S012026FAIKA1 | Consent | Live | No | ACS 21 | GL-14 The Health Club & Spa | Fairfield Hall | Hitchin Road | Stotfold | Hertfordshire |  | SG5 4HP | 10/06/2007 | Wastewater from backwashing of swimming pool filters and periodic drain down of pool contents. | GL-14 (Fairfield) Limited | P J Livesey Group Limited | Beacon Road | Trafford Park | Manchester |  | M17 1AF | at a point prior to discharge into the public foul sewer | at Northfield Drive, Fairfield Park | TL2020035300 | TL2020035300 | [54 empty] | 1000 | mg/l | [10 empty] | 10 | mg/l | [42 empty] | 5 | l/s | [36 empty] | 50 | mg/l | [10 empty] | 10 | pH | 6 | pH | [18 empty] | 800 | mg/l | [8 empty] | 1000 | mg/l | [6 empty] | 45 | °C | [8 empty] | 8.4 | m³/d
LETCHWORTH STW | S012026119KA1 | Direction | Live | No | ADU 189 | Professional Dry Cleaners | 25 Eastcheap | Letchworth | Hertfordshire |  |  | SG6 3DA | 01/10/2009 | Wastewater from dry cleaning and washing clothing and textiles only. | Professional Dry Cleaners (London) Limited | 3 Upper Tooting Road | London |  |  |  | SW17 7TS | at an inspection chamber, at the foul drain at the premises | at Eastcheap, Letchworth | TL2108033570 | TL2181033570 | [54 empty] | 2000 | mg/l | [54 empty] | 1 | m³/hr | [36 empty] | 250 | mg/l | [10 empty] | 11 | pH | 6 | pH | [18 empty] | 800 | mg/l | [8 empty] | 1000 | mg/l | [6 empty] | 45 | °C | [8 empty] | 7 | m³/d
LETCHWORTH STW | S012026355KA1 | Direction | Live | No | ADU 485 | Petit Forestier UK Limited | Seymour House | Dunhams Lane | Letchworth | Herts |  | SG6 1BE | 01/04/2010 | Wastewater from the external washing of vehicles only. | Petit Forestier UK Limited | Birch Coppice | Dordon | Warwickshire |  |  | B78 1SZ | at the inspection chamber, prior to discharging to the public foul sewer | at Dunhams Lane, Letchworth | TL2305032800 | TL2300032810 | [54 empty] | 2000 | mg/l | [54 empty] | 1 | m³/hr | [36 empty] | 250 | mg/l | [10 empty] | 11 | pH | 6 | pH | [18 empty] | 1000 | mg/l | [8 empty] | 1000 | mg/l | [16 empty] | 3 | m³/d
LETCHWORTH STW | S012026353KA1 | Direction | Live | No | ADU 475 | Tesco Stores | 58 High Street | Baldock | Hertfordshire |  |  | SG7 6BN | 01/04/2010 | Wastewater from the external washing of vehicles only. | Tesco PLC | Tesco House | Delamere Road | Cheshunt | Herts |  | EN8 9SL | at the inspection chamber, prior to discharging to the public foul sewer | at High Street, Baldock | TL2475033350 | TL2480033400 | [54 empty] | 2000 | mg/l | [54 empty] | 1 | m³/hr | [36 empty] | 250 | mg/l | [10 empty] | 11 | pH | 6 | pH | [18 empty] | 1000 | mg/l | [8 empty] | 1000 | mg/l | [6 empty] | 45 | °C | [8 empty] | 4 | m³/d
LETCHWORTH STW | S012026170KA1 | Direction | Live | No | ADU 361 | Norton Way Motors Limited | Norton Way North | Letchworth | Hertfordshire |  |  | SG6 1BL | 01/01/2010 | Wastewater from the external washing of vehicles only. | Norton Way Motors Limited | Norton Way North | Letchworth | Hertfordshire |  |  | SG6 1BL | at a point after the interceptor and prior to discharging to the public foul sewer | at Norton Way North, Letchworth | TL2220033250 | TL2219033260 | [54 empty] | 2000 | mg/l | [54 empty] | 1 | m³/hr | [36 empty] | 250 | mg/l | [10 empty] | 11 | pH | 6 | pH | [18 empty] | 1000 | mg/l | [8 empty] | 1000 | mg/l | [6 empty] | 45 | °C | [8 empty] | 3 | m³/d
LETCHWORTH STW | S012026250KA1 | Direction | Live | No | ADT 213 | The Launderette | 11 Southfields | The Parade | Letchworth Garden City | Hertfordshire |  | SG6 4NB | 01/12/2008 | Wastewaters from the laundering of domestic items | The Owner | The Launderette | 11 Southfields | The Parade | Letchworth Garden City | Hertfordshire | SG6 4NB | at a point prior to discharging to the public foul sewer | at the rear of The Parade, southfields, Letchworth | TL2191034000 | TL2190033980 | [54 empty] | 2000 | mg/l | [54 empty] | 2 | m³/hr | [36 empty] | 100 | mg/l | [10 empty] | 11 | pH | 6 | pH | [18 empty] | 1000 | mg/l | [8 empty] | 1000 | mg/l | [6 empty] | 45 | °C | [8 empty] | 5 | m³/d
LETCHWORTH STW | S012026CANKA1 | Direction | Live | No | ADW 251 | Letchworth Garden City Fitness & Wellbeing Centre | Letchworth Lane | Letchworth | Hertfordshire |  |  | SG6 3NP | 01/04/2012 | Wastewater arising from the swimming pool filter backwashing process and from the periodic drain down of the pool contents. | Nuffield Health | 40-44 Coombe Road | New Maldon | Surrey |  |  | KT3 4QF | at the inspection chamber outside the building | at Letchworth Lane, Letchworth | TL2175030850 | TL2175030850 | [54 empty] | 1000 | mg/l | [10 empty] | 5 | mg/l | [42 empty] | 2 | l/s | [36 empty] | 250 | mg/l | [10 empty] | 10 | pH | 6 | pH | [18 empty] | 1000 | mg/l | [8 empty] | 1000 | mg/l | [6 empty] | 45 | °C | [8 empty] | 5 | m³/d
LETCHWORTH STW | S0120261A1KA1 | Direction | Live | No | ADS 160 | Autoglym | Works Road | Letchworth | Hertfordshire |  |  | SG6 1NW | 01/05/2008 | Wastewaters generated during the external washing of vehicles | Altro Limited | Works Road | Letchworth Garden City | Hertfordshire |  |  | SG6 1NW | at a point prior to discharging into the public foul sewer | Works Road, Letchworth | TL2340033520 | TL2348033490 | [54 empty] | 2000 | mg/l | [54 empty] | 1 | m³/hr | [36 empty] | 100 | mg/l | [10 empty] | 10 | pH | 6 | pH | [18 empty] | 800 | mg/l | [8 empty] | 1000 | mg/l | [6 empty] | 45 | °C | [8 empty] | 3 | m³/d
LETCHWORTH STW | S012026140KA1 | Direction | Live | No | ADQ 64 | Letchworth Gate Filling Station | Manor Way | Letchworth | Hertfordshire |  |  | SJ6 2AZ | 01/11/2005 | Wastewater from vehicle washing. | The Occupier | Letchworth Gate Filling Station | Manor Way | Letchworth | Hertfordshire |  | SG6 2AZ | at a point prior to discharge into the public sewer | at Letchworth Gate | TL2270031600 | TL2270031600 | [54 empty] | 2000 | mg/l | [54 empty] | 1 | m³/hr | [36 empty] | 200 | mg/l | [10 empty] | 10 | pH | 6 | pH | [18 empty] | 500 | mg/l | [8 empty] | 1000 | mg/l | [6 empty] | 45 | °C | [8 empty] | 15 | m³/d
LETCHWORTH STW | S012026SAIKA1 | Consent | Live | No | ACR 259 | Sainsbury's Petrol Station | 3rd Avenue | Letchworth | Hertfordshire |  |  | SG6 2HX | 06/03/2007 | Wastewater from a vehicle wash. | Sainsburys Supermarkets Limited | 33 Holbourn | London |  |  |  | EC1N 2HT | at a point prior to discharge into the public foul sewer | at 3rd Avenue, Letchworth | TL2345033020 | TL2345033020 | [54 empty] | 2000 | mg/l | [54 empty] | 1 | m³/hr | [36 empty] | 250 | mg/l | [10 empty] | 11 | pH | 6 | pH | [18 empty] | 1000 | mg/l | [8 empty] | 1000 | mg/l | [6 empty] | 45 | °C | [8 empty] | 5 | m³/d
LETCHWORTH STW | S012026LACKA1 | Consent | Live | No | TECO-0006-2019 | Letchworth Autoway Centre Limited | Ascot Industrial Estate | Icknield Way | Letchworth Garden City | Hertfordshire |  | SG6 1TD | 05/03/2019 | Used waters, after passage via an interceptor, from the external washing of vehicles only. | Letchworth Autoway Centre Limited | Norton Way North | Letchworth Garden City | Hertfordshire |  |  | SG6 1BP | a point after the interceptor prior to discharge entering the foul sewer | Icknield Way, Letchworth | TL2270133362 | TL2266233408 | [54 empty] | 2500 | mg/l | [54 empty] | 0.25 | l/s | [48 empty] | 11 | pH | 6 | pH | [18 empty] | 1000 | mg/l | [16 empty] | 45 | °C | [8 empty] | 3 | m³/d
LETCHWORTH STW | S012026SKOKA1 | Consent | Live | No | TECO-0150-2019 | Marshall Skoda Letchworth | Works Road | Letchworth Garden City | Hertfordshire |  |  | SG6 1JZ | 15/01/2020 | Used water, after passage via an interceptor, from the external washing of vehicles only. | Marshall Motors Holdings Plc | Airport House | The Airport | Cambridge | Cambridgeshire |  | CB5 8RY | manhole MH08 near the car wash area prior to discharging to the public foul sewer | Works Road, Letchworth | TL2279533199 | TL2282733152 | [54 empty] | 2500 | mg/l | [54 empty] | 1 | l/s | [48 empty] | 11 | pH | 6 | pH | [18 empty] | 1000 | mg/l | [16 empty] | 45 | °C | [8 empty] | 5 | m³/d
LETCHWORTH STW | S012026224KA1 | Direction | Live | Yes | TEDI-0207-2020 | Johnsons Workwear | 15 Pixmore Avenue | Letchworth | Hertfordshire |  |  | SG6 1JW | 17/01/2022 | Used water discharged from a laundry after safe passage through a suitably sized interceptor. | Johnsons Textile Services Limited | Johnson House Abbots Park | Monks Way | Preston Brook | Cheshire |  | WA7 3GH | the inspection chamber by the side of the building, after safe passage through an interceptor, prior to discharging into the public foul sewer | Pixmore Avenue, Letchworth, MH 6601 | TL2266032710 | TL2261032730 | [48 empty] | 0.1 | mg/l | 0.023 | kg/d |  |  | 3500 | mg/l |  |  |  |  | 1500 | mg/l | [10 empty] | 1 | mg/l |  |  | 0.23 | kg/d | [32 empty] | 7.5 | l/s | [8 empty] | 0.35 | kg/d | 1.5 | mg/l | [24 empty] | 250 | mg/l | [10 empty] | 12 | pH | 6 | pH | [8 empty] | 25 | mg/l | [8 empty] | 1500 | mg/l | [16 empty] | 43 | °C | [8 empty] | 320 | m³/d | [12 empty] | 1.15 | kg/d | 5 | mg/l
LETCHWORTH STW | S012026VWLKA2 | Consent | Live | No | TECO-0030-2021 | Marshall Volkswagen Letchworth | Works Road | Letchworth Garden City | Hertfordshire |  |  | SG6 1JZ | 08/02/2021 | Used water, after passage via an interceptor, from the external washing of vehicles only. | Marshall Motor Holdings Plc | Airport House | The Airport | Cambridge |  |  | CB5 8RY | a point downstream of the separator beyond the wash bays | Works Road, Letchworth | TL2311933218 | TL2309733255 | [54 empty] | 2500 | mg/l | [54 empty] | 1 | l/s | [48 empty] | 11 | pH | 6 | pH | [18 empty] | 1000 | mg/l | [16 empty] | 43 | °C | [8 empty] | 5 | m³/d
LETCHWORTH STW | S012026366KA1 | Consent | Live | No | TECO-0147-2021 | Go-Via Thameslink Railway Limited | Letchworth Carriage Sidings | Norton Way North | Letchworth | Hertfordshire |  | SG6 1BL | 24/08/2021 | Used water, after passage via an interceptor, from the external washing of train carriage only. | Go-Via Thameslink Railway Limited | 3rd Floor | 41-51 Grey Street | Newcastle Upon Tyne |  |  | NE1 6EE | a point after the interceptor prior to the effluent being discharged to the public foul sewer | Works Road, Letchworth | TL2253033198 | TL2269633275 | [54 empty] | 2500 | mg/l | [54 empty] | 1 | l/s | [48 empty] | 11 | pH | 6 | pH | [18 empty] | 1000 | mg/l | [16 empty] | 43 | °C | [8 empty] | 20 | m³/d
LETCHWORTH STW | S0120261A0KA1 | Direction | Live | No | TEDI-0279-2021 | Phillips Digital Services | Unit 16, Jubilee Trade Centre | Jubilee Road | Letchworth | Hertfordshire |  | SG6 1SP | 24/01/2022 | Used water from photographic and printing processes. | Phillips Precision Photography Limited | 71 Knowl Piece | Wilbury Way | Hitchin | Hertfordshire |  | SG4 0TY | the drain after the printing machines and prior to discharging to the public foul sewer | Jubilee Road, Letchworth | TL2356033410 | TL2351033320 | [54 empty] | 5000 | mg/l | [54 empty] | 0.1 | l/s | [48 empty] | 10 | pH | 6 | pH | [14 empty] | 0.5 | mg/l |  |  | 400 | mg/l | [8 empty] | 1000 | mg/l | [6 empty] | 43 | °C | [8 empty] | 0.3 | m³/d
LETCHWORTH STW | S012026145KA1 | Direction | Live | No | TEDI-0318-2021 | Aalberts Surface Technologies Heat Limited | 629 Blackhorse Road | Letchworth Garden City | Hertfordshire |  |  | SG6 1HD | 05/06/2022 | Used waters arising from cyanide hardening, nitrate tempering, and neutral salt treatment processes. | Aalberts Surface Technologies Heat Limited | 629 Blackhorse Road | Letchworth Garden City | Hertfordshire |  |  | SG6 1HD | the second manhole further away from the reception entrance | Blackhorse Road, Letchworth | TL2333033690 | TL2335037180 | [54 empty] | 2000 | mg/l |  |  |  |  | 2500 | mg/l | [6 empty] | 5 | mg/l |  |  | 0.5 | mg/l |  |  |  |  | 1 | mg/l | 2 | mg/l | [28 empty] | 4 | l/s | [32 empty] | 1 | mg/l | [14 empty] | 10 | pH | 6 | pH | [18 empty] | 1000 | mg/l | [16 empty] | 43 | °C | [8 empty] | 20 | m³/d
LETCHWORTH STW | S012026NUFKA1 | Consent | Live | No | TECO-0008-2022 | Nuffield Health | 167 Letchworth Lane | Letchworth |  |  |  | SG6 3NP | 02/03/2022 | Used water from the filter backwashing process and periodic drain-down of swimming pool contents. | Nuffield Health | Epsom Gateway | Ashley Avenue | Epsom | Surrey |  | KT18 5AL | the pool plant room | Letchworth Lane, Letchworth | TL2170730768 | TL2170130745 | [54 empty] | 1000 | mg/l | [10 empty] | 5 | mg/l | [42 empty] | 1.5 | l/s | [48 empty] | 10 | pH | 6 | pH | [18 empty] | 1000 | mg/l | [16 empty] | 43 | °C | [8 empty] | 4 | m³/d
LETCHWORTH STW | S012026DUCKA1 | Direction | Live | No | TEDI-0025-2022 | Duckworth & Kent Ltd | Terence House | 7 Marquis Business Centre | Royston Road ,Baldock |  |  | SG7 6XL | 08/04/2022 | Used waters from the rumbling of titanium surgical instruments after settlement. | Duckworth & Kent Ltd | Terence House | 7 Marquis Business Centre | Royston Road | Baldock, Hertfordshire |  | SG7 6XL | a point after the settlement facility, prior to discharging to the public foul sewer | Royston Road, Baldock | TL2570034500 | TL2570034350 | [54 empty] | 3000 | mg/l | [54 empty] | 0.06 | l/s | [36 empty] | 250 | mg/l | [10 empty] | 10 | pH | 6 | pH | [18 empty] | 1200 | mg/l | [16 empty] | 43 | °C |  |  | 1 | mg/l |  |  |  |  | 0.5 | m³/d
LETCHWORTH STW | S012026LETKA1 | Direction | Live | No | TEDI-0061-2022 | LPC Plating Services Ltd | Unit 1 & 2 Carn House | Icknield Way | Letchworth Garden City | Hertfordshire |  | SG6 1EX | 04/12/2023 | Used water from (i) cooling, (ii) water softening (iii) reverse osmosis (iv) rinse waters from the electroplating of copper, silver, tin, nickel, chromium and gold. | LPC Plating Services Limited | Northwood House | 138 Bromham Road | Bedford |  |  | MK40 2QW | the final tank inside the factory | Icknield Way | TL2236033330 | TL2239033300 | [54 empty] | 200 | mg/l | [16 empty] | 1.5 | mg/l |  |  |  |  | 1 | mg/l | 1.5 | mg/l | [28 empty] | 0.35 | l/s | [32 empty] | 1.5 | mg/l | [14 empty] | 10 | pH | 6 | pH | [18 empty] | 200 | mg/l | [16 empty] | 43 | °C | [8 empty] | 5 | m³/d
LETCHWORTH STW | S012026354KA1 | Direction | Live | No | TEDI-0048-2023 | A B L Circuits Limited | Icknield Way | Baldock |  |  |  | SG7 5BB | 03/07/2023 | Used waters generated during the manufacture of printed circuit boards. | A B L Circuits Limited | 136 - 140 Bedford Road | Kempston | Bedford | Bedfordshire |  | MK42 8BH | the circular inspection chamber in front of the building prior to entering the public foul sewer | Icknield Way, Baldock | TL2418034110 | TL2422034100 | [54 empty] | 1200 | mg/l | [16 empty] | 3 | mg/l | [36 empty] | 0.8 | l/s | [48 empty] | 10 | pH | 6 | pH | [18 empty] | 500 | mg/l | [16 empty] | 43 | °C | [8 empty] | 9 | m³/d
LETCHWORTH STW | S012026161KA1 | Direction | Live | No | TEDI-0056-2023 | Screenbond Limited | Unit 2 | Baldock Industrial Estate | London Road,Baldock |  |  | SG7 6NG | 24/07/2023 | Used waters arising from the manufacture of printed circuit boards. | Screenbond Limited | Unit 2 | Baldock Industrial Estate | London Road,Baldock |  |  | SG7 6NG | the sampling tap in the treatment plant, prior to the effluent entering the public foul sewer | London Road, Baldock | TL2475033300 | TL2475033290 | [54 empty] | 225 | mg/l | [16 empty] | 3 | mg/l | [36 empty] | 0.8 | l/s | [48 empty] | 10 | pH | 6 | pH | [18 empty] | 400 | mg/l | [16 empty] | 43 | °C | 3.5 | mg/l | [6 empty] | 6 | m³/d
LETCHWORTH STW | S012026FULKA1 | Direction | Live | No | TEDI-0251-2023 | Full Range Finishing Limited | Units 13 & 14 | Jubilee Trade Centre | Letchworth | Hertfordshire |  | SG6 1SP | 10/05/2024 | Used water arising from an iron phosphating plant. | Full Range Finishing Limited | 65 Knowl Piece | Wilbury Way | Hitchin | Hertfordshire |  | SG4 0TY | the discharge from the internal holding tank prior to discharging to the public foul sewer | Works Road, Letchworth | TL2355933421 | TL2348533479 | [54 empty] | 2000 | mg/l | [54 empty] | 0.33 | l/s |  |  |  |  | 30 | mg/l | [22 empty] | 5 | mg/l | [18 empty] | 10 | pH | 6 | pH | [8 empty] | 70 | mg/l | [8 empty] | 500 | mg/l | [16 empty] | 43 | °C | [8 empty] | 1 | m³/d
LETCHWORTH STW | S012026368KA1 | Consent | Live | No | TECO-0203-2024 | Sports & Leisure Management Ltd t/a Everyone Active | Letchworth Lido | North Common | Icknield Way | Letchworth |  | SG6 4UF | 24/10/2024 | Used water from the filter backwashing process and periodic drain-down of swimming pool contents. | Sports & Leisure Management Ltd t/a Everyone Active | 2 Watling Drive | Sketchley Meadows | Hinckley |  |  | LE10 3EY | manhole by road outside plant room | Icknield Way, Letchworth | TL2203233285 | TL2208033260 | [54 empty] | 1000 | mg/l | [10 empty] | 5 | mg/l | [42 empty] | 1.4 | l/s | [48 empty] | 10 | pH | 6 | pH | [18 empty] | 1000 | mg/l | [16 empty] | 43 | °C | [8 empty] | 20 | m³/d
LETCHWORTH STW | S012026370KA1 | Consent | Live | No | TECO-0009-2025 | APEM Limited Letchworth Lab | Unit 3, The Orbital Centre | Letchworth Garden City | Hertfordshire |  |  | SG6 1ET | 06/03/2025 | Used water arising from the rinsing of formalin fixed benthic samples. | APEM Limited | Riverview, A17 Embankment Business Park | Vale Road | Heaton Mersey | Stockport |  | SK4 3GN | a point within the premises prior to the effluent being discharged to the public foul sewer | Icknield Way, Letchworth | TL2241733267 | TL2241533301 | [54 empty] | 2500 | mg/l | [54 empty] | 0.002 | l/s | [48 empty] | 10 | pH | 6 | pH | [18 empty] | 1000 | mg/l | [16 empty] | 43 | °C | [8 empty] | 0.002 | m³/d
LETCHWORTH STW | S012026369KA1 | Consent | Live | No | TECO-0261-2024 | North Herts Leisure Centre | Baldock Road | Letchworth |  |  |  | SG6 2ER | 30/01/2025 | Used water from the filter backwashing process and periodic drain-down of swimming pool contents. | Sports and Leisure Management Limited T/A Everyone Active | 2 Watling Drive | Sketchley Meadows | Hinckley |  |  | LE10 3EY | the manhole in the service yard prior to the effluent being discharged to the public foul sewer | Baldock Road, Letchworth | TL2340032550 | TL2335032600 | [54 empty] | 1000 | mg/l | [10 empty] | 5 | mg/l | [42 empty] | 3 | l/s | [48 empty] | 10 | pH | 6 | pH | [18 empty] | 1000 | mg/l | [16 empty] | 43 | °C | [8 empty] | 15 | m³/d
LETCHWORTH STW | S012026371KA1 | Consent | Live | No | TECO-0063-2025 | Irvingq Limited T/A Airborne Systems Limited | Blackhorse Road | Letchworth Garden City | Hertfordshire |  |  | SG6 1HB | 29/05/2025 | Used water arising from the wash down of used parachutes using fresh water. | Irvingq Limited | Llangeinor, | Brigdend, | Wales |  |  | CF32 8PL | the wash sump prior to the effluent being discharged to the public foul sewer | Blackhorse Road, Letchworth | TL2329833655 | TL2326133663 | [54 empty] | 2500 | mg/l | [54 empty] | 0.3 | l/s | [48 empty] | 11 | pH | 6 | pH | [18 empty] | 1000 | mg/l | [16 empty] | 43 | °C | [8 empty] | 1.2 | m³/d
LETCHWORTH STW | S012026372KA1 | Consent | Live | No | TECO-0147-2025 | Stapleton's Tyre Services Limited | Fourth Avenue | Letchworth | Hertfordshire |  |  | SG6 2TT | 12/09/2025 | Used water, after passage via an interceptor, from the external washing of vehicles only. | Stapleton's Tyre Services Limited | Fourth Avenue | Letchworth |  |  |  | SG6 2TT | a point after the wash bay prior to the effluent being discharged to the public foul sewer | Fourth Avenue, Letchworth | TL2323033077 | TL2320733110 | [54 empty] | 2500 | mg/l | [54 empty] | 0.35 | l/s | [48 empty] | 11 | pH | 6 | pH | [18 empty] | 1000 | mg/l | [16 empty] | 43 | °C | [8 empty] | 10 | m³/d
LETCHWORTH STW | S012026VEOKA1 | Consent | Live | No | TECO-0041-2026 | Veolia ES (UK) Limited | Works Road | Letchworth | Hertfordshire |  |  | SG6 1LP | 30/03/2026 | Used waters arising from the external washing of vehicles. | Veolia ES (UK) Limited | 210 Pentonville Road | London |  |  |  | N1 9JY | MH 11, after the interceptor | Works Road, Letchworth | TL2328633308 | TL2326933347 | [54 empty] | 2500 | mg/l | [54 empty] | 1 | l/s | [48 empty] | 11 | pH | 6 | pH | [18 empty] | 1000 | mg/l | [16 empty] | 43 | °C | [8 empty] | 0.8 | m³/d
LINTON STW | S01LINTWELKA | Direction | Live | No | ADZ 366 | TWI Limited | Bevan Braithwaite Building | Granta Park, Great Abington | Cambridge |  |  | CB21 6AL | 01/09/2015 | Used water in research into physical properties of metals, and regeneration of sea water. | TWI Limited | Bevan Braithwaite Building | Granta Park | Great Abington | Cambridge |  | CB21 6AL | at the drain, rear right of BB building, by the path to the sports area | at Manhole 7 in the High Street, Abington, via private Pumping Station | TL5242448937 | TL5318448524 | [54 empty] | 3000 | mg/l | [54 empty] | 15 | l/s | [48 empty] | 10 | pH | 6 | pH | [18 empty] | 1000 | mg/l | [16 empty] | 45 | °C | [8 empty] | 20 | m³/d
LINTON STW | S01LINTWELKA3 | Direction | Live | No | ADZ 368 | TWI Limited | Bevan Braithwaite Building | Granta Park | Great Abington, Cambridge |  |  | CB21 6AL | 01/09/2015 | Water used to rinse metal items that have been dye treated prior to inspection. | TWI Limited | Bevan Braithwaite Building | Granta Park | Great Abington, Cambridge |  |  | CB21 6AL | at the discharge from the catch tank in the dye wash area prior to discharge to the foul sewer | at Manhole 7 in the High street Abington, via private Pumping Station | TL5250048860 | TL5317048610 | [54 empty] | 2000 | mg/l | [54 empty] | 15 | l/s | [48 empty] | 10 | pH | 6 | pH | [18 empty] | 1000 | mg/l | [16 empty] | 45 | °C | [8 empty] | 0.1 | m³/d
LINTON STW | S01LINTRIBKA | Direction | Live | No | ADZ 396 | Vernalis (R & D) Limited | Cambridge Research Centre | Granta Park | Great Abington |  |  | CB21 6GB | 01/10/2015 | Used water from biomedical research laboratory activities. | Vernalis (R & D) Limited | 100 Berkshire Place | Wharfedale Road | Winnersh | Berkshire |  | RG41 5RD | at the inspection chamber at middle front of building | at High Street, Abington | TL5213049040 | TL5220049000 | [54 empty] | 3000 | mg/l | [54 empty] | 15 | l/s | [48 empty] | 10 | pH | 6 | pH | [18 empty] | 1000 | mg/l | [16 empty] | 45 | °C | [8 empty] | 6 | m³/d
LINTON STW | S01LINTWELKA2 | Direction | Live | No | ADZ 367 | TWI Limited | (Building 3) | c/o Bevan Braithwaite Building | Granta Park, Great Abington | Cambridge |  | CB21 6AL | 01/09/2015 | Water used to develop and rinse x-ray after silver recovery. | TWI Limited | Bevan Braithwaite Building | Granta Park | Great Abington, Cambridge |  |  | CB21 6AL | at the outflow from the X-Ray unit prior to discharging to the foul sewer | at Manhole 7 in the High Street, Abington, via private Pumping Station | TL5260048800 | TL5317048610 | [54 empty] | 25000 | mg/l | [54 empty] | 15 | l/s | [48 empty] | 10 | pH | 6 | pH | [18 empty] | 500 | mg/l | [16 empty] | 45 | °C | [8 empty] | 0.5 | m³/d
LINTON STW | S01LINTCOLKA1 | Direction | Live | No | TEDI-0014-2017 | Origin Sciences Limited | Unit 1, Riverside | Granta Park | Great Abington | Cambridge |  | CB21 6AD | 23/03/2018 | Used waters arising from general laboratory activities. | Origin Sciences Limited | First Floor Thavies Inn House | 3-4 Holborn Circus | London |  |  | EC1N 2HA | a point within the laboratory, prior to discharging to the public foul sewer | High Street, Great Abington | TL5263048950 | TL5210048800 | [54 empty] | 3000 | mg/l | [54 empty] | 15 | l/s | [48 empty] | 10 | pH | 6 | pH | [18 empty] | 1000 | mg/l | [16 empty] | 45 | °C | [8 empty] | 0.5 | m³/d
LINTON STW | S01LINTSWIKA1 | Consent | Live | No | TECO-0060-2018 | The Apiary | Granta Park | Great Abington | Cambs |  |  | CB21 6GH | 26/06/2018 | Used water from the filter backwashing process and periodic drain-down of swimming pool contents. | Granta Park JCO1 Limited | Ogier House, The Esplanade, | St Helier, | Jersey |  |  | JE4 9WG | manhole outside front of the premises. | High Street Abington via a private sewer network and pumping station. | TL5257048529 | TL5319248670 | [54 empty] | 1000 | mg/l | [54 empty] | 15 | l/s | [48 empty] | 10 | pH | 6 | pH | [18 empty] | 1000 | mg/l | [16 empty] | 45 | °C | [8 empty] | 20 | m³/d
LINTON STW | S01LINTPFIKA1 | Direction | Live | No | TEDI-0192-2018 | Devices Centre of Emphasis | Cambridge Research Centre | GP4 Granta Park | Great Abington | Cambridge |  | CB1 6GB | 07/02/2019 | Used water arising from pharmaceutical research and development. | Pfizer R & D UK Limited | Ramsgate Road | Sandwich | Kent |  |  | CT13 9NJ | the sewer on the front right hand corner of the Vernalis building in the car park area | High Street, Great Abington | TL5223049050 | TL5319248670 | [54 empty] | 2000 | mg/l | [54 empty] | 15 | l/s | [48 empty] | 10 | pH | 6 | pH | [18 empty] | 500 | mg/l | [16 empty] | 45 | °C | [8 empty] | 15 | m³/d
LINTON STW | S01LINTILLKA3 | Direction | Live | No | TEDI-0055-2020 | Illumina Centre | 19 Granta Park | Great Abington | Cambridgeshire |  |  | CB21 6DF | 02/06/2020 | Used water from biomedical research and Genome Sequencing. | Illumina Cambridge Limited | 19 Granta Park | Great Abington | Cambridgeshire |  |  | CB21 6DF | the manhole in front right corner of the building | the upstream of manhole 1602 High Street Abington | TL5269348379 | TL5319248670 | [54 empty] | 3000 | mg/l | [54 empty] | 15 | l/s | [48 empty] | 10 | pH | 6 | pH | [18 empty] | 1000 | mg/l | [16 empty] | 43.3 | °C | [8 empty] | 10 | m³/d
LINTON STW | S01LINTWELKA7 | Consent | Live | No | TECO-0080-2021 | TWI Limited | H2S Building | Granta Park | Great Abington | Cambridge |  | CB21 6AL | 29/04/2021 | Rinse waters arising from pressure washing and chemical etching. | TWI Limited | Bevan Braithwaite Building | Granta Park | Great Abington | Cambridge |  | CB21 6AL | final point of sediment trap in H2S laboratory | a point upstream of manhole 1602 in High Street, Abingdon | TL5254148926 | TL5319248670 | [22 empty] | 100 | mg/l | [30 empty] | 2500 | mg/l | [54 empty] | 0.3 | l/s | [48 empty] | 10 | pH | 6 | pH | [18 empty] | 1000 | mg/l | [8 empty] | 1800 | mg/l | [6 empty] | 43 | °C | [8 empty] | 1 | m³/d
LINTON STW | S01LINTMETKA1 | Consent | Live | No | TECO-0174-2021 | Metrion Biosciences Limited | Part First Floor, TWI Building 2 | Granta Centre | Great Abington | Cambridge |  | CB21 6AL | 09/09/2021 | Used water from electrophysiology assays and general biological research laboratory activities. | Metrion Biosciences Limited | Suite 1, 3 Riverside | Granta Park | Great Abington | Cambridge |  | CB21 6AD | a point within the laboratory sink drainage | a point upstream of manhole 1602 High Street, Abington | TL5249748821 | TL5319248670 | [54 empty] | 3000 | mg/l | [54 empty] | 0.2 | l/s | [48 empty] | 10 | pH | 6 | pH | [18 empty] | 1000 | mg/l | [16 empty] | 43 | °C | [8 empty] | 0.03 | m³/d
LINTON STW | S01LINTEJSKA | Direction | Live | No | TEDI-0074-2022 | E Johnson & Sons Limited | Unit 5, The Grip Industrial Estate | Hadstock Road | Linton | Cambridgeshire |  | CB21 4XN | 01/01/2023 | Used water from rinsing only of items in 'Alochrome' and 'Iridite' chromium coating processes. | E Johnson & Sons Limited | 24 High Street | Saffron Walden | Essex |  |  | CB10 1AX | the outlet from the final rinse tank inside the factory | Hadstock Road, Linton | TL5572646278 | TL5583346276 | [54 empty] | 500 | mg/l | [12 empty] | 2 | mg/l | [40 empty] | 0.5 | l/s | [48 empty] | 10 | pH | 6 | pH | [18 empty] | 500 | mg/l | [16 empty] | 43 | °C | [8 empty] | 3 | m³/d
LINTON STW | S01LINTFP KA | Direction | Live | No | TEDI-0224-2022 | Pilgrim’s Pride Ltd | Cambridge Road | Linton | Cambridgeshire |  |  | CB21 4JD | 09/02/2023 | Used water from hygiene activities associated with meat processing and packaging. | Pilgrim’s Pride Ltd | Seton House | Warwick Technology Park | Gallows Hill, Warwick | Warwickshire |  | CV34 6DA | the v-notch weir at the rear of the site by the roadside, opposite the inlet to the WRC | the inlet chamber of Linton Wastewater Treatment Works, Linton | TL5496847644 | TL5497847654 | [54 empty] | 3000 | mg/l |  |  |  |  | 2500 | mg/l | [48 empty] | 4 | l/s | [36 empty] | 250 | mg/l | [10 empty] | 10 | pH | 6 | pH | [18 empty] | 1000 | mg/l | [16 empty] | 43 | °C | [8 empty] | 90 | m³/d
LINTON STW | S01LINTBICKA1 | Consent | Live | No | TECO-0102-2023 | Bicycletx Limited | Blocks A & B, Portway Building | Granta Park | Great Abington | Cambridge |  | CB21 6GS | 03/05/2023 | Used waters from biomedical research and development following disinfection. | Bicycletx Limited | Blocks A & B, Portway Building | Granta Park | Great Abington | Cambridge |  | CB21 6GS | a point after disinfection and prior to entering the public foul sewer | High Street, Abingdon | TL5208848820 | TL5319248670 | [54 empty] | 2000 | mg/l | [54 empty] | 0.5 | l/s | [48 empty] | 10 | pH | 6 | pH | [18 empty] | 1000 | mg/l | [16 empty] | 43 | °C | [8 empty] | 0.025 | m³/d
LINTON STW | S01LINTIVLKA1 | Consent | Live | No | TECO-0185-2023 | Illumina Ventures Labs Limited | 9 Cori Building | Granta Park | Cambridge | Cambridgeshire |  | CB21 6GP | 14/07/2023 | Used water from research and development, genome sequencing and general laboratory activities. | Illumina Ventures Labs Limited | 9 Cori Building | Granta Park | Cambridge | Cambridgeshire |  | CB21 6GP | the drain in the footpath, outside rear staircase in front of salt bin | a point upstream of manhole 1602 High Street Abington, via private sewer and pumping station | TL5228048760 | TL5319248670 | [54 empty] | 3000 | mg/l | [54 empty] | 1 | l/s | [48 empty] | 10 | pH | 6 | pH | [18 empty] | 1000 | mg/l | [16 empty] | 43 | °C | [8 empty] | 0.5 | m³/d
LINTON STW | S01LINTWYLKA1 | Direction | Live | No | TEDI-0227-2023 | Wylde Sky Brewing Limited | Unit 8a, The Grip Industrial Estate | Hadstock Road | Linton | Cambridgeshire |  | CB21 4XN | 08/02/2024 | Used water from the fermenting, brewing and packaging of beers and ales, and associated hygiene activities. | Wylde Sky Brewing Limited | Unit 8a, The Grip Industrial Estate | Hadstock Road | Linton | Cambridgeshire |  | CB21 4XN | the manhole outside the premises | manhole 8200 in Hadstock Road, Linton. | TL5572246362 | TL5584446260 | [54 empty] | 12000 | mg/l | [54 empty] | 0.5 | l/s | [48 empty] | 10 | pH | 6 | pH | [18 empty] | 2500 | mg/l | [16 empty] | 43 | °C | [8 empty] | 4 | m³/d
LINTON STW | S01LINTSCLKA2 | Consent | Live | No | TECO-0152-2024 | Star Colour Laboratories | Unit 10 C, D and E, The Grip Industrial Estate | Hadstock Road | Linton | Cambridgeshire |  | CB21 4XN | 18/07/2024 | Used waters arising from (i) the cleaning of vessels used in the preparation and packaging of cosmetics, and (ii) the operation of a Reverse Osmosis Plant. | Nader Akhavan-Zanjani, Garsha Akhavan-Zanjani and Sasha Akhavan-Zanjani T/A Star Colour Laboratories | Unit 10 C, D and E, The Grip Industrial Estate | Hadstock Road | Linton | Cambridgeshire |  | CB21 4XN | the manufacturing drain inside the building, prior to discharging to the public foul sewer | Hadstock Road, Linton | TL5580146362 | TL5587846317 | [54 empty] | 3600 | mg/l | [54 empty] | 0.3 | l/s | [48 empty] | 10 | pH | 6 | pH | [18 empty] | 1000 | mg/l | [16 empty] | 43 | °C | [8 empty] | 7 | m³/d
LINTON STW | S01LINTHEPKA1 | Direction | Live | No | TEDI-0041-2025 | Nxera Pharma UK Limited | Steinmetz Building, Granta Park | Great Abington, Cambridge | Cambridgeshire |  |  | CB21 6DG | 20/05/2025 | Used water from laboratory activities involved in biomedical research. | Nxera Pharma UK Limited | Steinmetz Building, Granta Park | Great Abington, Cambridge | Cambridgeshire |  |  | CB21 6DG | the manhole outside the premises in grass verge | High Street, Great Abington | TL5203849023 | TL5319248670 | [54 empty] | 3000 | mg/l | [54 empty] | 15 | l/s | [48 empty] | 10 | pH | 6 | pH | [18 empty] | 500 | mg/l | [16 empty] | 43 | °C | [8 empty] | 1 | m³/d
LINTON STW | S01LINTAMPKA1 | Consent | Live | No | TECO-0007-2025 | Amphista Therapeutics Limited | Suite 4 (First Floor) The Cori Building | Granta Park | Great Abington, Cambridge | Cambridgeshire |  | CB21 6GQ | 04/02/2025 | Used waters from biomedical research and development. | Amphista Therapeutics Limited | The Cori Building | Granta Park | Great Abington, Cambridge | Cambridgeshire |  | CB21 6GQ | a point within the laboratory facility | a point upstream of manhole 1602, High Street, Abingdon | TL5227048775 | TL5319248670 | [54 empty] | 3000 | mg/l | [54 empty] | 0.2 | l/s | [48 empty] | 10 | pH | 6 | pH | [18 empty] | 1000 | mg/l | [16 empty] | 43 | °C | [8 empty] | 0.05 | m³/d
LINTON STW | S01LINTALTKA1 | Consent | Live | No | TECO-0035-2025 | Altos Labs UK Limited | The Portway, Granta Park | Great Abingdon, Cambridge | Cambridgeshire |  |  | CB21 6GS | 01/04/2025 | Used waters from laboratories undertaking biomedical research and development. | Altos Labs UK Limited | 3rd Floor 1 Ashley Road | Altrincham, Cheshire |  |  |  | WA14 2DT | the sample manhole in the rear yard adjacent to the labs | a point upstream of Manhole 1602, High Street, Abingdon | TL5215248788 | TL5319248670 | [54 empty] | 3000 | mg/l | [54 empty] | 1 | l/s | [48 empty] | 10 | pH | 6 | pH | [18 empty] | 1000 | mg/l | [16 empty] | 43 | °C | [8 empty] | 5 | m³/d
LINTON STW | S01LINTNXEKA1 | Consent | Live | No | TECO-0239-2025 | Nxera Pharma UK Limited | Cori Building, Granta Park | Great Abington | Cambridge | Cambridgeshire |  | CB21 6GQ | 22/12/2025 | Used water from laboratory activities involved in biomedical research. | Nxera Pharma UK Limited | Steinmetz Building, Granta Park | Great Abington | Cambridge | Cambridgeshire |  | CB21 6DG | a point within the laboratory facility prior to entry into the public foul sewer | a point upstream of manhole 1602, High Street, Abingdon | TL5227448772 | TL5319248670 | [54 empty] | 3000 | mg/l | [54 empty] | 1 | l/s | [48 empty] | 10 | pH | 6 | pH | [18 empty] | 500 | mg/l | [16 empty] | 43 | °C | [8 empty] | 1 | m³/d
LITTLE ADDINGTON STW | S01BONDEDLKA | Direction | Live | No | TEDI-0171-2021 | Lericoat Limited | Unit 18 | Addington Park Industrial Estate | Little Addington | Kettering | Northamptonshire | NN14 4AS | 18/10/2021 | Treated effluent from roller coating and spray cabinet used for the coating of leather board. | Lericoat Limited | Unit 18 | Addington Park Industrial Estate | Little Addington | Kettering | Northamptonshire | NN14 4AS | a point after treatment and prior to discharging to the public foul sewer | Irthlingborough Road, Lt. Addington | SP9603873102 | SP9593373265 | [54 empty] | 3550 | mg/l | [16 empty] | 2 | mg/l | [36 empty] | 0.01 | l/s | [48 empty] | 10 | pH | 6 | pH | [18 empty] | 200 | mg/l | [8 empty] | 1500 | mg/l | [6 empty] | 43 | °C | [8 empty] | 1 | m³/d
LITTLEPORT STW | S01ERNEDOEKA | Direction | Live | No | ADV 46 | Ernest Doe & Sons Limited | 14 Henry Crabb Road | Littleport | Ely | Cambridgeshire |  | CB6 1SE | 01/08/2010 | Wastewaters from the external washing of vehicles and agricultural machinery only, having passed through a suitably sized and maintained interceptor | Ernest Doe & Sons Limited | Ulting | Nr Maldon | Essex |  |  | CM9 6QH | at a point after the interceptors and prior to discharging to the public foul sewer | at Henry Crabb Road, Littleport | TL5523087500 | TL5524087470 | [54 empty] | 2000 | mg/l | [54 empty] | 1 | l/s | [36 empty] | 250 | mg/l | [10 empty] | 11 | pH | 6 | pH | [18 empty] | 1000 | mg/l | [8 empty] | 1000 | mg/l | [6 empty] | 45 | °C | [8 empty] | 1 | m³/d
LITTLEPORT STW | S01JDRCABLKA1 | Direction | Live | No | TEDI-0159-2022 | JDR Cable Systems Limited | Littleport Innovation Park | 177 Wisbech Road | Littleport | Cambridgeshire |  | CB6 1RA | 22/05/2023 | Used water derived from the manufacture and hydrostatic testing of hoses to include extrusion water and cooling water. | JDR Cable Systems Limited | Apex 2, 97 Haymarket Terrace | Edinburgh, | Scotland |  |  | EH12 5HD | the collection tank used to drain down cables after pressure testing | Henry Crabb Road | TL5513387302 | TL5524487477 | [54 empty] | 1000 | mg/l | [16 empty] | 2.5 | mg/l | [36 empty] | 1 | l/s | [48 empty] | 10 | pH | 6 | pH | [18 empty] | 250 | mg/l | [16 empty] | 43 | °C | [8 empty] | 8 | m³/d | [14 empty] | 5 | mg/l
LITTLEPORT STW | S01LPORTSSKA2 | Consent | Live | No | TECO-0146-2024 | Littleport Service Station | Wisbech Road | Littleport, Ely, Cambridgeshire |  |  |  | CB6 1JJ | 27/06/2024 | Used water, after passage via an interceptor, from the external washing of vehicles only. | BP Oil UK Limited | Chertsey Road | Sunbury On Thames, Middlesex |  |  |  | TW16 7BP | the inspection chamber after the triple interceptor | Wisbech Road, Littleport | TL5547187411 | TL5587053020 | [54 empty] | 2500 | mg/l | [54 empty] | 1 | l/s | [48 empty] | 11 | pH | 6 | pH | [18 empty] | 1000 | mg/l | [16 empty] | 43 | °C | [8 empty] | 6 | m³/d
LITTLEPORT STW | S01LPOREDEKA1 | Consent | Live | No | TECO-0220-2025 | Ede and Ravenscroft Graduation Services Limited | Unit 7 Henry Crabb Road | Littleport | Ely | Cambridgeshire |  | CB6 1SE | 31/12/2025 | Used water from a process of collar starching and associated steam boiler blow down. | Ede and Ravenscroft Graduation Services Limited | 93 Chancery Lane | London |  |  |  | WC2A 1DU | the sink in the starching room | Henry Crabb Road | TL5539387534 | TL5532887561 | [54 empty] | 10000 | mg/l | [54 empty] | 0.5 | l/s | [48 empty] | 10 | pH | 6 | pH | [18 empty] | 5000 | mg/l | [16 empty] | 43 | °C | [8 empty] | 0.35 | m³/d
LONG BUCKBY STW | S01TEREXUKKA | Direction | Live | No | ADV 459 | Nene Mechanical Handling Ltd | Station Road | Watford Village | Northampton |  |  | NN6 7XN | 01/06/2011 | Wastewaters from the steam cleaning of vehicles & racking equipment. | Nene Mechanical Handling Limited | Nene House | Station Road | Watford Village | Northampton |  | NN6 7XN | at a point prior to discharge to the public foul sewer. | at Station Road, Watford Village, Northants | SP5950068100 | SP5959068020 | [54 empty] | 2500 | mg/l | [54 empty] | 0.5 | m³/hr | [36 empty] | 250 | mg/l | [10 empty] | 11 | pH | 6 | pH | [18 empty] | 1000 | mg/l | [8 empty] | 1000 | mg/l | [6 empty] | 45 | °C | [8 empty] | 1 | m³/d
LONG MELFORD STW | S01MELNETHKA1 | Direction | Live | No | TEDI-0187-2022 | Nethergate Brewery Co Ltd | Rodbridge Corner | Long Melford | Sudbury | Suffolk |  | CO10 9HJ | 13/02/2023 | Used waters from the cleaning of equipment, vessels and casks from drink production, brewing of beer and distilling of spirits. | Nethergate Brewery Co Ltd | Rodbridge Corner | Long Melford | Sudbury | Suffolk |  | CO10 9HJ | a point after discharge from the rear of the building and prior to entering the foul sewer | adjacent to Borley Road | TL8595443726 | TL8592743793 | [54 empty] | 13000 | mg/l | [54 empty] | 2 | l/s | [48 empty] | 10 | pH | 6 | pH | [18 empty] | 2000 | mg/l | [16 empty] | 43 | °C | [8 empty] | 15 | m³/d
LONG STRATTON STW | S01SAFFRONKA0 | Consent | Live | No | ACV 192 | Saffron Housing Trust Limited | Saffron Barn | Swan Lane | Long Stratton | Norwich | Norfolk | NR15 2XP | 02/12/2010 | Wastewater from the external washing of vehicles only, after passage through an interceptor. | Saffron Housing Trust Limited | Saffron Barn | Swan Lane | Long Stratton | Norwich | Norfolk | NR15 2XP | at a point prior to discharge to the public foul sewer. | that flows across the yard of the premises into Swan Lane, Long Stratton | TM1933093170 | TM1933093170 | [54 empty] | 2500 | mg/l | [54 empty] | 5 | m³/hr | [36 empty] | 250 | mg/l | [10 empty] | 11 | pH | 6 | pH | [18 empty] | 1000 | mg/l | [8 empty] | 1000 | mg/l | [6 empty] | 45 | °C | [8 empty] | 0.5 | m³/d
LOUTH STW | S01WHEELWHKA | Consent | Live | No | ACU 184 | GBM Waste Management | 50 - 54 Bolingbroke Road | Louth | Lincolnshire |  |  | LN11 0WA | 15/07/2010 | Wastewaters arising from lorry wheel wash facility on a waste management site | Grantham Industries Limited | Warwick Road | Fairfield Industrial Estate | Louth | Lincolnshire |  | LN11 0YB | at the manhole in the yard, prior to discharging into the public foul sewer | at Bollingbroke Road, Louth | TF3301089220 | TF3301089220 | [54 empty] | 2000 | mg/l | [54 empty] | 0.5 | m³/hr | [36 empty] | 250 | mg/l | [10 empty] | 10 | pH | 6 | pH | [18 empty] | 1000 | mg/l | [8 empty] | 1000 | mg/l | [6 empty] | 45 | °C | [8 empty] | 2 | m³/d
LOUTH STW | S01ACZ03MTKA | Consent | Live | No | ACZ 03 | Mr Tyre Limited | Belvoir Way | Fairfield Industrial Estate | Louth | Lincolnshire |  | LN11 0YF | 15/04/2014 | Used water, after treatment, from external vehicle washing. | Mr Tyre Limited | 33 Pitsford Street | Hockley | Birmingham |  |  | B18 6LJ | at the last manhole on the interceptor system | at Belvoir Way | TF3280288449 | TF3281888422 | [54 empty] | 2500 | mg/l | [54 empty] | 0.2 | l/s | [36 empty] | 250 | mg/l | [10 empty] | 11 | pH | 6 | pH | [18 empty] | 1000 | mg/l | [8 empty] | 1000 | mg/l | [6 empty] | 45 | °C | [8 empty] | 0.5 | m³/d
LOUTH STW | S01ACZ143JKA | Consent | Live | No | ACZ 143 | Jewson Ltd | Belvoir Way | Fairfield Estate | Louth |  |  | LN11 0LQ | 06/10/2014 | Used waters following treatment through interceptor of jet wash for vehicles & plants. | Jewson Limited | Saint -Gobain House | Binley Business Park | Coventry |  |  | CV3 2TT | at manhole after interceptor, prior to discharging to the public foul sewer | at Belvoir Way | TF3283388739 | TF3278788730 | [54 empty] | 2500 | mg/l | [54 empty] | 0.14 | l/s | [36 empty] | 250 | mg/l | [10 empty] | 11 | pH | 6 | pH | [18 empty] | 1000 | mg/l | [8 empty] | 1000 | mg/l | [6 empty] | 45 | °C | [8 empty] | 2 | m³/d
LOUTH STW | S01ACZ218LKA | Consent | Live | No | ACZ 218 | Lincs Van Hire Limited | Plot 30 | Bolingbroke Road | Fairfield Industrial Estate | Louth, Lincs |  | LN11 0WA | 25/02/2015 | Used waters from jet washing of vehicles. | Lincs Van Hire Limited | Unit 4 | Outer Circle Road | Lincoln |  |  | LN2 4HX | at exit from interceptors from vehicle wash | at Bolingbroke Road | TF3259589222 | TF3259389253 | [54 empty] | 2500 | mg/l | [54 empty] | 0.1 | l/s | [48 empty] | 11 | pH | 6 | pH | [18 empty] | 1000 | mg/l | [8 empty] | 1000 | mg/l | [6 empty] | 45 | °C | [8 empty] | 0.2 | m³/d
LOUTH STW | S01ACZ261BKA | Consent | Live | No | ACZ 261 | Blockfree Services Ltd | Plot 13 | Nottingham Road | Fairfield Industrial Estate | Louth, Lincs |  | LN11 0WB | 24/03/2015 | Used waters from vehicle and equipment washing. | Blockfree Services Limited | The Barn, Vale Farm | Thoresway | Market Rasen | Lincolnshire |  | LN8 3UY | at a manhole after the interceptor, prior to discharge to the public foul sewer | at Nottingham Road, Louth | TF3260489432 | TF3255789418 | [54 empty] | 2500 | mg/l | [54 empty] | 0.17 | l/s | [48 empty] | 11 | pH | 6 | pH | [18 empty] | 1000 | mg/l | [8 empty] | 1000 | mg/l | [6 empty] | 45 | °C | [8 empty] | 2 | m³/d
LOUTH STW | S01ACN231WKA | Direction | Live | No | ADX 43 | GBM Waste Mangement | 50 - 54 Bolingbroke Road | Louth | Lincolnshire |  |  | LN11 0WA | 01/08/2012 | Potentially contaminated surface water arising from the yard of Grantham Industries Limited Waste Transfer Station. | Grantham Industries Limited | Warwick Road | Fairfield Industrial Estate | Louth | Lincolnshire |  | LN11 0YB | at side of waste transfer building near sub station | at Bolingbroke Road, Louth | TF3301089220 | TF3299089160 | [54 empty] | 2000 | mg/l | [12 empty] | 5 | mg/l | [40 empty] | 10 | m³/hr | [36 empty] | 250 | mg/l | [10 empty] | 10 | pH | 6 | pH | [8 empty] | 2 | mg/l | [8 empty] | 1000 | mg/l | [8 empty] | 1300 | mg/l | [6 empty] | 45 | °C | [8 empty] | 10 | m³/d | [14 empty] | 5 | mg/l
LOUTH STW | S01131WMTNKA | Direction | Live | No | ADY 73 | Waltham Tannery Company Limited | Queen Street | Louth | Lincolnshire |  |  | LN11 9BL | 01/09/2013 | Wastewater arising from the tanning and dressing of skins. | Waltham Tannery Company Limited | Queen Street | Louth | Lincolnshire |  |  | LN11 9BL | at the overflow from the settlement tanks upstairs | at Queen Street, Louth | TF3310087300 | TF3310087300 | [54 empty] | 860 | mg/l | [12 empty] | 0.5 | mg/l | [40 empty] | 5 | m³/hr | [36 empty] | 200 | mg/l | [10 empty] | 10 | pH | 6 | pH | [18 empty] | 200 | mg/l | [8 empty] | 1000 | mg/l | [6 empty] | 45 | °C | [8 empty] | 22 | m³/d
LOUTH STW | S01ACY26JAKA | Consent | Live | No | ACY 26 | Jackson Building Centres | Bolingbroke Road | Fairfield Industrial Estate | Louth | Lincolnshire |  | LN11 0WA | 13/05/2013 | Wastewaters arising from the jet washing of plant & vehicles. | Grafton Merchanting GB Limited | PO Box 1224 | Pelham House | Canwick Road | Lincoln |  | LN5 5Nh | at last manhole on vehicle wash system, prior to discharging to the public foul sewer | at Bolingbroke Road, Louth | TF3232089130 | TF3232089130 | [54 empty] | 2500 | mg/l | [54 empty] | 0.9 | l/s | [36 empty] | 250 | mg/l | [10 empty] | 11 | pH | 6 | pH | [18 empty] | 1000 | mg/l | [8 empty] | 1000 | mg/l | [6 empty] | 45 | °C | [8 empty] | 3 | m³/d
LOUTH STW | S01ACZ373SKA | Consent | Live | No | ACZ 373 | Lincolnshire Wolds Community Trust | St Bernard's School, Louth | Wood Lane | Louth | Lincolnshire |  | LN11 8RS | 20/10/2015 | Used water from the filter backwashing process, and periodic drain-down of swimming pool contents. | Lincolnshire Wolds Community Trust | St Bernard's School,Louth | Wood Lane | Louth | Lincolnshire | LN11 8RS |  | at a manhole outside of pool plant room, in soft play area | at Virginia Drive, Louth | TF3418087057 | TF3420687115 | [54 empty] | 1000 | mg/l | [10 empty] | 5 | mg/l | [42 empty] | 3.5 | l/s | [48 empty] | 10 | pH | 6 | pH | [18 empty] | 1000 | mg/l | [16 empty] | 45 | °C | [8 empty] | 0.2 | m³/d
LOUTH STW | S01ACZ483JKA | Consent | Live | No | ACZ 483 | John Darke Limited | A16 Garage | Grimsby Road | Louth |  |  | LN11 0EA | 25/04/2016 | Used water from a rollover car wash. | John Darke Limited | A16 Garage | Grimsby Road | Louth | Lincolnshire |  | LN11 0EA | at the manhole after recycling tanks | at Grimsby Road, Louth | TF3225088228 | TF3232988231 | [54 empty] | 2500 | mg/l | [54 empty] | 1 | l/s | [48 empty] | 11 | pH | 6 | pH | [18 empty] | 1000 | mg/l | [16 empty] | 45 | °C | [8 empty] | 5 | m³/d
LOUTH STW | S01ACZ595EKA1 | Consent | Live | No | ACZ 595 | Essential Fleet Services Ltd | Warwick Road | Fairfield Industrial Estate | Louth | Lincolnshire |  | LN11 0YB | 31/12/2016 | Used water arising from a vehicle washdown. | Essential Fleet Services Limited | Jarvis House | 157 Sadler Road | Lincoln | Lincolnshire |  | LN6 3RS | at first manhole following three-chamber interceptor | at Warwick Road, Louth | TF3260588900 | TF3261788863 | [54 empty] | 2500 | mg/l | [54 empty] | 1 | l/s | [48 empty] | 11 | pH | 6 | pH | [18 empty] | 1000 | mg/l | [16 empty] | 45 | °C | [8 empty] | 1 | m³/d
LOUTH STW | S01LOUTHSPKA | Consent | Live | No | ACT 137 | East Lindsey District Council | Louth Community Leisure Centre | Wood Lane | Louth | Lincolnshire |  | LN11 8RS | 22/01/2009 | Wastewaters arising from swimming pool filter backwash operations | East Lindsey District Council | Tedder Hall | Manby Park | Louth | Lincolnshire |  | LN11 8UP | at a point prior to discharging to the public foul sewer | in Wood Lane, Louth | TF3420087000 | TF3420087000 | [54 empty] | 1000 | mg/l | [54 empty] | 46 | l/s | [48 empty] | 10 | pH | 6 | pH | [18 empty] | 500 | mg/l | [8 empty] | 1000 | mg/l | [6 empty] | 45 | °C | [8 empty] | 14 | m³/d
LOUTH STW | S01372 KA | Direction | Live | No | ADZ 935 | Wa'Shum & Dry | 211A Eastgate | Louth | Lincolnshire |  |  | LN11 8DD | 09/02/2017 | Used water from the laundering of domestic items only. | Wa'Shum & Dry Limited | Greystones | 18 Buckthorn Avenue | Skegness, Lincolnshire |  |  | PE25 3DE | at the drain at the rear of the premises | at Eastgate/Riverhead Road Junction, Louth | TF3377587844 | TF3380287851 | [54 empty] | 2000 | mg/l | [54 empty] | 1 | l/s | [48 empty] | 11 | pH | 6 | pH | [18 empty] | 1000 | mg/l | [16 empty] | 45 | °C | [8 empty] | 10 | m³/d
LOUTH STW | S01FIREHOUKA1 | Consent | Live | No | ACZ 628 | Firehouse Brewery | 13 Thames Street | Louth | Lincolnshire |  |  | LN11 7AD | 20/12/2016 | Used waters from washdown of brewing equipment. | Mr Jason Allen & Ms Louise Darbon - T/A Firehouse Brewery | 13 Thames Street | Louth | Lincolnshire |  |  | LN11 7AD | at the last manhole outside of brewery, prior to discharge to the public foul sewer | at Thames Street, Louth | TF3395188096 | TF3393888103 | [54 empty] | 10000 | mg/l | [54 empty] | 1 | l/s | [48 empty] | 10 | pH | 6 | pH | [18 empty] | 1500 | mg/l | [16 empty] | 45 | °C | [8 empty] | 2 | m³/d
LOUTH STW | S01LOUCOOPKA1 | Consent | Live | No | ACZ 665 | Lincolnshire Co-Operative Funeral Home | 134 Eastgate | Louth | Lincolnshire |  |  | LN11 9AA | 07/03/2017 | Used water after settlement from the external cleaning of vehicles, plus occasional waste water from an embalming process. | Linconshire Co-Operative Ltd | Stanley Bett House | 15-23 Tentercroft Street | Lincoln |  |  | LN5 7DB | at a point after the settlement sump | at the manhole 1402, Eastgate, Louth | TF3311487456 | TF3310487466 | [54 empty] | 2500 | mg/l | [54 empty] | 1 | l/s | [48 empty] | 11 | pH | 6 | pH | [18 empty] | 1000 | mg/l | [16 empty] | 45 | °C | [8 empty] | 1 | m³/d
LOUTH STW | S01SPARLOUKA1 | Consent | Live | No | TECO-0106-2019 | SPAR Petrol Station | Bolingbroke Road | Fairfield Industrial Estate, Louth | Lincolnshire |  |  | LN11 0WA | 30/10/2019 | Used water, after passage via a silt trap and interceptor, from the external washing of vehicles only. | A F Blakemore & Son Limited | Longacres Industrial Estate | Rose Hill, Willenhall | West Midlands |  |  | WV13 2JP | a point downstream of the interceptor | Lincoln Way | TF3228389176 | TF3236289208 | [54 empty] | 2500 | mg/l | [54 empty] | 0.5 | l/s | [48 empty] | 11 | pH | 6 | pH | [18 empty] | 1000 | mg/l | [16 empty] | 45 | °C | [8 empty] | 6 | m³/d
LOUTH STW | S01261ELDCKA | Direction | Live | No | TEDI-0192-2019 | Louth Cattle Market | London Road | Louth | Lincolnshire |  |  | LN11 9HF | 22/03/2020 | Used water arising from (i) the cleaning of animal pens and livestock transport vehicles after passage via a single stage interceptor, and (ii) the external washing of vehicles only after passage via a three stage interceptor. | Louth Market Limited | C/O Masons Surveyors | Cornmarket, Louth | Lincolnshire |  |  | LN11 9QD | the manhole in the yard to the right hand side of the office | Newmarket, Louth | TF3292087040 | TF3297087070 | [54 empty] | 4000 | mg/l | [54 empty] | 1 | l/s | [48 empty] | 10 | pH | 6 | pH | [18 empty] | 1000 | mg/l | [16 empty] | 45 | °C | [8 empty] | 25 | m³/d | [14 empty] | 5 | mg/l
LOUTH STW | S01LWTSLOUKA1 | Consent | Live | No | TECO-0019-2021 | Louth Waste Transfer Station | Fairfield Industrial Estate | Bolingbroke Road | Louth |  |  | LN11 0WA | 17/02/2021 | Groundwater from the loading bay | Lincolnshire County Council | County Offices | Newland | Lincoln |  |  | LN1 1YL | the private foul manhole located to the rear of the site office | Bolingbroke Road | TF3294489241 | TF3297789263 | [54 empty] | 1000 | mg/l | [54 empty] | 1 | l/s | [48 empty] | 10 | pH | 6 | pH | [18 empty] | 1000 | mg/l | [16 empty] | 43 | °C | [8 empty] | 4 | m³/d
LOUTH STW | S01ACH232EKA | Direction | Live | No | TEDI-0110-2022 | Titan Metal Fabrications Limited | Unit 12 | Thames Street | Louth | Lincolnshire |  | LN11 7AD | 20/06/2022 | Used water comprising rinse waters from phosphate wash and metal degreasing. | Titan Metal Fabrications Limited | Unit 12 | Thames Street | Louth | Lincolnshire |  | LN11 7AD | the exit point from the final rinse tank | Thames Street, Louth | TF3387088030 | TF3388888022 | [54 empty] | 1000 | mg/l | [16 empty] | 3 | mg/l | [36 empty] | 1 | l/s | [48 empty] | 10 | pH | 6 | pH | [18 empty] | 250 | mg/l | [16 empty] | 43 | °C | [8 empty] | 1 | m³/d
LOUTH STW | S01ACM28FLKA | Direction | Live | No | TEDI-0129-2022 | Micronclean Limited - Louth | Lincoln Way | Fairfield Industrial Estate | Louth | Lincolnshire |  | LN11 0LS | 30/07/2024 | Used waters from the following i) laundering processes, (ii) boiler blowdown, (iii) backwash from water softener iv) backwash from reverse osmosis unit, (v) air compressor condensate, (vi) industrial floor scrubbing/cleaning. | Micronclean Limited | Roman Bank | Skegness | Lincolnshire |  |  | PE25 1SQ | a point in the room to the rear of the Engineers office, prior to discharging to the public foul sewer | Lincoln Road | TF3230089400 | TF3230789333 | [54 empty] | 4000 | mg/l | [54 empty] | 6 | l/s | [36 empty] | 250 | mg/l | [10 empty] | 11 | pH | 6 | pH | [18 empty] | 500 | mg/l | [16 empty] | 43 | °C | [8 empty] | 250 | m³/d | [14 empty] | 1.5 | mg/l
LOUTH STW | S01MUNYLOUKA1 | Consent | Live | No | TECO-0214-2022 | Munyard Limited | Unit 5 Alnwick Court | Warwick Road | Fairfield Industrial Estate | Louth |  | LN11 0YB | 09/01/2023 | Used water arising from the cleaning and sterilisation of equipment used in the process of brewing beer. | Munyard Limited | Unit 5 Alnwick Court, | Louth, Lincolnshire | England |  |  | LN11 0YB | the downstream of the 1mm mesh filter and prior to connecting with the public foul sewer | Warwick Road | TF3251988894 | TF3252388823 | [54 empty] | 15000 | mg/l | [54 empty] | 1.2 | l/s | [36 empty] | 250 | mg/l | [10 empty] | 10 | pH | 6 | pH | [18 empty] | 1000 | mg/l | [8 empty] | 1000 | mg/l | [6 empty] | 43 | °C | [8 empty] | 4.5 | m³/d
LOUTH STW | S01WATSLOUKA1 | Direction | Live | No | TEDI-0299-2022 | WFL (UK) Ltd T/A Watson Fuels | Nottingham Road | Fairfield Industrial Estate | Louth |  |  | LN11 7HP | 30/01/2023 | Used water, after passage via an interceptor, from the external washing of vehicles and contaminated surface water. | WFL (UK) Limited | The Broadgate Tower Third Floor | 20 Primrose Street, | London | England |  | EC2A 2RS | the downstream of the oil interceptor and prior to connection with the public foul sewer | Nottingham Road | TF3251689342 | TF3257489357 | [54 empty] | 2500 | mg/l | [54 empty] | 0.3 | l/s | [48 empty] | 11 | pH | 6 | pH | [18 empty] | 1000 | mg/l | [16 empty] | 43 | °C | [8 empty] | 25 | m³/d
LOUTH STW | S01DSSPLOUKA1 | Consent | Live | No | TECO-0093-2023 | DS Smith Packaging Limited | Northfields | Grimsby Road | Louth | Lincolnshire |  | LN11 0LA | 31/05/2023 | Used water from the manufacture of printing cardboard packaging and boiler blowdown | DS Smith Packaging Limited | Level 3 | 1 Paddington Square | London |  |  | W2 1DL | the sump in boiler room prior to discharge into the foul sewer | Grimsby Road, Louth | TF3215088760 | TF3242088808 | [54 empty] | 2000 | mg/l | [16 empty] | 1.5 | mg/l | [36 empty] | 1 | l/s | [48 empty] | 10 | pH | 6 | pH | [8 empty] | 10 | mg/l | [8 empty] | 1000 | mg/l | [16 empty] | 43 | °C | [8 empty] | 80 | m³/d | [14 empty] | 1.5 | mg/l
LOUTH STW | S01NCD15LXKA2 | Direction | Live | No | TEDI-0037-2024 | Luxus Limited - Technical Centre and labs | Belvoir Way, Fairfield Industrial Site | Louth, Lincolnshire |  |  |  | LN11 0LQ | 01/07/2024 | Used water from cooling unit bleed off from a plastic manufacture process testing department. | Luxus Limited | Belvoir Way, Fairfield Industrial Site | Louth, Lincolnshire |  |  |  | LN11 0LQ | the inner screened chamber in sample chamber in yard on right of technical centre fenced by yellow rail and chain | Belvoir Way, Louth | TF3279688800 | TF3277588794 | [54 empty] | 2000 | mg/l | [54 empty] | 0.3 | l/s | [48 empty] | 10 | pH | 6 | pH | [18 empty] | 1000 | mg/l | [16 empty] | 43 | °C | [8 empty] | 10 | m³/d
LOUTH STW | S01ACZ132LKA | Direction | Live | No | TEDI-0039-2024 | Luxus Limited - Compounding | Belvoir Way | Fairfield Industrial Estate | Louth |  |  | LN11 0LQ | 01/07/2024 | Cooling system bleed off from a plastic processing plant. | Luxus Limited | Belvoir Way | Fairfield Industrial Estate | Louth | Lincolnshire |  | LN11 0LQ | the inspection chamber under cooling unit at front of compounding building | Belvoir Way | TF3277988849 | TF3276788843 | [54 empty] | 2000 | mg/l | [54 empty] | 0.3 | l/s | [48 empty] | 10 | pH | 6 | pH | [18 empty] | 1000 | mg/l | [16 empty] | 43 | °C | [8 empty] | 10 | m³/d
LOUTH STW | S01ACR88LUKA | Direction | Live | No | TEDI-0040-2024 | Luxus Limited - Recycling - READY | Belvoir Way | Fairfield Industrial Estate | Louth | Lincolnshire |  | LN11 0LQ | 01/07/2024 | Used water from cooling unit bleed off from a plastic recycling process. | Luxus Limited | Belvoir Way | Fairfield Industrial Estate | Louth | Lincolnshire |  | LN11 0LQ | the lightweight manhole by the cooling unit | Belvoir Way | TF3264589249 | TF3263489227 | [54 empty] | 2000 | mg/l | [54 empty] | 0.3 | l/s | [48 empty] | 10 | pH | 6 | pH | [18 empty] | 1000 | mg/l | [16 empty] | 43 | °C | [8 empty] | 5 | m³/d
LOUTH STW | S01LOUFIREKA1 | Consent | Live | No | TECO-0059-2024 | Louth Fire & Ambulance Station | Eastfield Road | Louth |  |  |  | LN11 7AS | 09/05/2024 | Used waters arising from firefighter training exercises involving the use of foam (Lincolnshire Fire & Rescue shall provide at least seven days notice to AW of intention to make a discharge). | Lincolnshire Fire & Rescue | Fire & Police Headquarters | Deepdale Lane, Nettleham | Lincoln | Lincolnshire |  | LN2 2LT | the site manhole coloured green | Eastfield Road | TF3399087938 | TF3398987969 | [54 empty] | 2500 | mg/l | [54 empty] | 1 | l/s | [48 empty] | 10 | pH | 6 | pH | [18 empty] | 1000 | mg/l | [16 empty] | 43 | °C | [8 empty] | 2.5 | m³/d
LOUTH STW | S01EUROLOUKA1 | Direction | Live | No | TEDI-0047-2024 | Europa Industries Limited | Bolingbroke Road | Fairfield Industrial Estate | Louth | Lincolnshire |  | LN11 0WA | 23/12/2024 | Used wash-down waters of water based ink at ambient temperature. | Europa Industries Limited | Bolingbroke Road | Fairfield Industrial Estate | Louth | Lincolnshire |  | LN11 0WA | the washdown drain of the printing machine | Bolingbroke Road | TF3299389002 | TF3298388951 | [54 empty] | 4000 | mg/l | [54 empty] | 0.5 | l/s | [48 empty] | 10 | pH | 6 | pH | [18 empty] | 1000 | mg/l | [16 empty] | 43 | °C | [8 empty] | 1 | m³/d
LOUTH STW | S01ACO146FKA | Direction | Live | No | TEDI-0094-2024 | Micronclean Limited - Louth V/Wash | Lincoln Way | Fairfield Industrial Estate | Louth | Lincolnshire |  | LN11 0LS | 29/07/2024 | Used water from the external washing of vehicles only. | Micronclean Limited | Roman Bank | Skegness | Lincolnshire |  |  | PE25 1SQ | a point prior to discharging to the public foul sewer | Lincoln Road | TF3231089340 | TF3231089340 | [54 empty] | 2500 | mg/l | [54 empty] | 1 | l/s | [48 empty] | 11 | pH | 6 | pH | [18 empty] | 1000 | mg/l | [16 empty] | 43 | °C | [8 empty] | 5 | m³/d
LOUTH STW | S01RECRLOUKA1 | Consent | Live | No | TECO-0002-2026 | ReCover Louth | 101 Brackenborough Road | Louth | Lincolnshire |  |  | LN11 0AX | 25/02/2026 | Used water from the plastics de-inking and wash plant. | ReCover Louth Limited | Holland Place | Wardentree Park | Pinchbeck | Spalding | Lincolnshire | PE11 3ZN | the sample tap prior to connecting with the public foul sewer | Brackenborough Road, Louth | TF3304288752 | TF3321188783 | [54 empty] | 10000 | mg/l | [54 empty] | 2 | l/s | [48 empty] | 10 | pH | 6 | pH | [18 empty] | 1000 | mg/l | [8 empty] | 1000 | mg/l | [6 empty] | 43 | °C | [8 empty] | 30 | m³/d
LOWESTOFT STW | S01LOWJEWSKA0 | Consent | Live | No | ACY 107 | Jewson Limited | Belvedere Road | Lowestoft | Suffolk |  |  | NR33 0PU | 09/09/2013 | Used water arising from vehicle & plant wash. | Jewson Limited | Saint -Gobain House | Binley Business Park | Coventry | West Midlands |  | CV3 2TT | at point on premises, prior to discharging to the public foul sewer | at Belvedere Road, Lowestoft | TM5444092546 | TM5450092600 | [54 empty] | 2500 | mg/l | [54 empty] | 1 | l/s | [36 empty] | 250 | mg/l | [10 empty] | 11 | pH | 6 | pH | [18 empty] | 1000 | mg/l | [8 empty] | 1000 | mg/l | [6 empty] | 45 | °C | [8 empty] | 2 | m³/d
LOWESTOFT STW | S01LOWRMCLKA1 | Consent | Live | No | ACU 138 | Richard Murray Commercials Limited | 47 Pinbush Road | Lowestoft | Suffolk |  |  | NR33 7NL | 26/10/2009 | Wastewater from the external washing of vehicles only, having passed through a maintained interceptor. | Richard Murray Commercials Limited | 47 Pinbush Road | Lowestoft | Suffolk |  |  | NR33 7NL | at a point after the interceptor | at Pinbush Road, Lowestoft | TM5255089630 | TM5254089640 | [54 empty] | 2000 | mg/l | [54 empty] | 1 | l/s | [36 empty] | 250 | mg/l | [10 empty] | 11 | pH | 6 | pH | [18 empty] | 1000 | mg/l | [8 empty] | 1000 | mg/l | [6 empty] | 45 | °C | [8 empty] | 2 | m³/d
LOWESTOFT STW | S01LOWSKENKA0 | Consent | Live | No | ACZ 23 | Lowestoft Car Wash | Belvedere Road | Lowestoft | Suffolk |  |  | NR33 0PR | 12/05/2014 | Used water from the external washing of vehicles only. | Mr Skender Alvora T/A Lowestoft Car Wash | 7 Homeport | Whapload Road | Lowestoft | Suffolk |  | NR32 1XT | at a point on the premises prior to the public foul sewer | at Belvedere Road | TM5442292622 | TM5442692617 | [54 empty] | 2500 | mg/l | [54 empty] | 0.25 | l/s | [36 empty] | 250 | mg/l | [10 empty] | 11 | pH | 6 | pH | [18 empty] | 1000 | mg/l | [8 empty] | 1000 | mg/l | [6 empty] | 45 | °C | [8 empty] | 1 | m³/d
LOWESTOFT STW | S01LOWTOYOKA1 | Consent | Live | No | ACU 170 | Dingles Toyota | London Road South | Lowestoft | Suffolk |  |  | NR33 0AS | 11/12/2009 | Wastewaters arising from external washing of vehicles | Dingles Motor Group limited | Buckenham Road | Attleborough | Norfolk |  |  | NR17 1NB | at a point after the interceptor and prior to discharging to the public foul sewer | St Johns Road, Lowestoft | TM5451092380 | TM5451092410 | [54 empty] | 2000 | mg/l | [92 empty] | 250 | mg/l | [10 empty] | 11 | pH | 6 | pH | [18 empty] | 1000 | mg/l | [8 empty] | 1000 | mg/l | [6 empty] | 45 | °C | [8 empty] | 1 | m³/d
LOWESTOFT STW | S01LOWTAXIKA1 | Consent | Live | No | ACS 101 | Five One Taxis Limited | Unit 8 Harbour Road Industrial Estate | Harbour Road | Oulton Broad | Lowestoft | Suffolk | NR32 3LZ | 04/10/2007 | Wastewater, after passage through a silt trap, from the external washing of vehicles. | Five One Taxis Limited | Unit 8 Harbour Road Industrial Estate | Harbour Road | Oulton Broad | Lowestoft | Suffolk | NR32 3LZ | at a point within the premises and prior to discharge into the public foul sewer | at Harbour Road Industrial Estate, Harbour Road, Lowestoft | TM5245092940 | TM5245092940 | [54 empty] | 2000 | mg/l | [54 empty] | 1 | l/s | [36 empty] | 250 | mg/l | [10 empty] | 11 | pH | 6 | pH | [18 empty] | 1000 | mg/l | [8 empty] | 1000 | mg/l | [6 empty] | 45 | °C | [8 empty] | 2 | m³/d
LOWESTOFT STW | S01LOWBHOLKA1 | Consent | Live | No | ACV 02 | Broadland Holiday Village Limited | Marsh Road | Oulton Broad | Lowestoft | Suffolk |  | NR33 9JY | 09/04/2010 | Wastewaters arising from the backwashing of swimming pool filters and from the emptying of hot tubs | Broadland Holiday Village Limited | Marsh Road | Oulton Broad | Lowestoft | Suffolk |  | NR33 9JY | at a point within the site pumping station prior to discharging to the public foul sewer | at Broadland Close, Lowestoft | TM5173092160 | TM2178092090 | [54 empty] | 2000 | mg/l | [54 empty] | 10 | l/s | [36 empty] | 250 | mg/l | [10 empty] | 11 | pH | 6 | pH | [18 empty] | 1000 | mg/l | [8 empty] | 1000 | mg/l | [6 empty] | 45 | °C | [8 empty] | 20 | m³/d
LOWESTOFT STW | S01LOWKINGKA1 | Consent | Live | No | ACR 155 | M R King & Sons | Horn Hill | Lowestoft | Suffolk |  |  | NR33 OPX | 26/09/2006 | Wastewater from vehicle washing. | M R King & Sons (Lowestoft) Limited | The Wherry | Quay Street | Halesworth | Suffolk |  | IP19 8ET | at a point prior to discharge into the public foul sewer | at Horn Hill | TM5419092430 | TM5419092430 | [54 empty] | 2000 | mg/l | [54 empty] | 0.5 | l/s | [36 empty] | 250 | mg/l | [10 empty] | 11 | pH | 6 | pH | [18 empty] | 1000 | mg/l | [8 empty] | 1000 | mg/l | [6 empty] | 45 | °C | [8 empty] | 1 | m³/d
LOWESTOFT STW | S01LOWGROSKA1 | Consent | Live | No | ACV 16 | John Grose Group Limited | Whapload Road | Lowestoft | Suffolk |  |  | NR32 1NN | 12/05/2010 | Wastewater from the external washing of vehicles only, after passage through an interceptor. | John Grose Group Limited | Whapload Road | Lowestoft | Suffolk |  |  | NR32 1NN | at a point after the interceptor and prior to discharging to the public foul sewer | at Newcome Road, Lowestoft | TM5525093270 | TM5527093270 | [54 empty] | 2000 | mg/l | [54 empty] | 1 | l/s | [36 empty] | 250 | mg/l | [10 empty] | 11 | pH | 6 | pH | [18 empty] | 1000 | mg/l | [8 empty] | 1000 | mg/l | [6 empty] | 45 | °C | [8 empty] | 15 | m³/d
LOWESTOFT STW | S01LOWSWIMKA0 | Direction | Live | No | ADY 12 | Water Lane Leisure Centre | Water Lane | Lowestoft | Suffolk |  |  | NR32 2NH | 01/07/2013 | Wastewater from the filter backwashing process & periodic drain-down of swimming pool contents. | Sentinel Leisure Trust | Water Lane | Leisure Centre | Lowestoft | Suffolk |  | NR32 1HS | at a point after the backwash facility | at Water Lane, Lowestoft | TM5438093990 | TM5444093890 | [54 empty] | 1000 | mg/l | [10 empty] | 5 | mg/l | [42 empty] | 5 | m³/hr | [36 empty] | 250 | mg/l | [10 empty] | 10 | pH | 6 | pH | [18 empty] | 1000 | mg/l | [8 empty] | 1000 | mg/l | [6 empty] | 45 | °C | [8 empty] | 20 | m³/d
LOWESTOFT STW | S01LOWJWSSKA0 | Direction | Live | No | ADZ 597 | Jubilee Way Service Station | High Street | Lowestoft | Suffolk |  |  | NR32 1HU | 01/06/2016 | Used waters from the external washing of vehicles. | Malthurst Limited | Vincent House | 4 Grove Lane | Epping, Essex |  |  | CM16 4LH | at a point on the premises, prior to discharge to the public foul sewer | at Jubilee Way, Lowestoft. | TM5509294079 | TM5510294032 | [54 empty] | 2500 | mg/l | [54 empty] | 1 | l/s | [48 empty] | 11 | pH | 6 | pH | [18 empty] | 1000 | mg/l | [16 empty] | 45 | °C | [8 empty] | 3 | m³/d
LOWESTOFT STW | S01WESTWOOKA0 | Direction | Live | No | ADU 31 | Gurney Washmatic Services | 49 Westwood Avenue | Oulton Broad | Lowestoft | Suffolk |  | NR33 9RW | 01/07/2009 | Wastewater from the laundering of domestic items only. | Mr A Perrin T/A Gurney Washmatic Services | 49 Westwood Avenue | Oulton Broad | Lowestoft | Suffolk |  | NR33 9RW | at a point within the premises | at Westwood Avenue, Oulton Broad | TM5280090100 | TM5280090100 | [54 empty] | 2000 | mg/l | [54 empty] | 3.5 | m³/hr | [36 empty] | 100 | mg/l | [10 empty] | 11 | pH | 6 | pH | [18 empty] | 500 | mg/l | [8 empty] | 1000 | mg/l | [6 empty] | 45 | °C | [8 empty] | 40 | m³/d
LOWESTOFT STW | S01LOWBELLKA1 | Consent | Live | No | ACU 171 | Belle Coaches | Hadenham Road | Lowesfoft | Suffolk |  |  | NR33 7NF | 15/12/2009 | Wastewater from the external washing of vehicles only. | B.R. Shreeve & Sons Limited | Hadenham Road | Lowesfoft | Suffolk |  |  | NR33 7NF | at a point after the interceptor, prior to discharging to the public foul sewer | at Hadenham Road, Lowestoft | TM5270089450 | TM5270089490 | [54 empty] | 2000 | mg/l | [54 empty] | 1 | l/s | [36 empty] | 250 | mg/l | [10 empty] | 11 | pH | 6 | pH | [18 empty] | 1000 | mg/l | [8 empty] | 1000 | mg/l | [6 empty] | 45 | °C | [8 empty] | 1 | m³/d
LOWESTOFT STW | S01SAFECARKA0 | Direction | Live | No | ADU 37 | Petrol Filling Station | Tower Road | South Lowestoft Industrial Estate | Lowestoft | Suffolk |  | NR33 7NG | 01/08/2009 | Wastewater from the external washing of vehicles only. | WM Morrisons Supermarkets PLC | Hillmore House | Gain Lane | Bradford | West Yorkshire |  | BD3 7DL | at a point after passing through the interceptor | at Tower Road, Lowestoft | TM5310089330 | TM5306089680 | [54 empty] | 2000 | mg/l | [54 empty] | 2 | m³/hr | [36 empty] | 250 | mg/l | [10 empty] | 11 | pH | 6 | pH | [18 empty] | 1000 | mg/l | [8 empty] | 1000 | mg/l | [6 empty] | 45 | °C | [8 empty] | 20 | m³/d
LOWESTOFT STW | S01ECOUNTXKA0 | Direction | Live | No | ADQ 122 | Bus Depot | Gas Works Road | Lowestoft | Suffolk |  |  | NR32 1UZ | 01/04/2006 | Wastewater from vehicle washing. | First Eastern Counties Buses Limited | Rouen House | Rouen Road | Norwich | Norfolk |  | NR1 1RB | at a point prior to discharge into the public foul sewer | at Gas Works Road, Lowestoft | TM5542093500 | TM5545093540 | [54 empty] | 1000 | mg/l | [54 empty] | 1 | m³/hr | [36 empty] | 250 | mg/l | [10 empty] | 11 | pH | 6 | pH | [18 empty] | 500 | mg/l | [8 empty] | 1000 | mg/l | [6 empty] | 45 | °C | [8 empty] | 6 | m³/d
LOWESTOFT STW | S01RMAILXXKA | Direction | Live | No | ADU 630 | Royal Mail Lowestoft - Delivery Office | Barnards Way | Lowestoft | Suffolk |  |  | NR32 2ER | 01/06/2010 | Wastewaters arising from discharge of building heating system condensate | Royal Mail Group Limited | 100 Victoria Embankment | London |  |  |  | EC4Y 0HQ | at a point prior to discharging to the public foul sewer | Barnards Way, Lowestoft | TM5360093370 | TM5358093310 | [54 empty] | 2000 | mg/l | [54 empty] | 0.025 | m³/hr | [36 empty] | 250 | mg/l | [10 empty] | 10 | pH | 6 | pH | [18 empty] | 1000 | mg/l | [8 empty] | 1000 | mg/l | [6 empty] | 45 | °C | [8 empty] | 0.3 | m³/d
LOWESTOFT STW | S01NIELSENKA0 | Direction | Live | No | ADR 97 | ACC | 4 Hadenham Road | South Lowestoft Industrial Estate | Lowestoft | Suffolk |  | NR33 7NF | 01/12/2006 | Wastewater from water softener regeneration. | Automotive Cleaning Chemicals Limited | Amber House | Showground Road | Bridgewater | Somerset |  | TA6 6AJ | at a point prior to discharge into the public foul sewer | at Hadenham Road, Lowestoft | TM5300089800 | TM5300089800 | [54 empty] | 500 | mg/l | [54 empty] | 1 | m³/hr | [36 empty] | 20 | mg/l | [10 empty] | 10 | pH | 6 | pH | [18 empty] | 250 | mg/l | [8 empty] | 1000 | mg/l | [6 empty] | 45 | °C | [8 empty] | 1 | m³/d
LOWESTOFT STW | S01LOWEABPKA1 | Consent | Live | No | TECO-0008-2018 | Associated British Ports | Lowestoft Haven Marina | School Road | Lowestoft |  |  | NR33 9NB | 01/02/2018 | Used water after passage via an interceptor from the external pressure washing of boat hulls only. | Associated British Ports | 25 Bedford Street | London |  |  |  | WC2E 9ES | a point on site after the interceptor and prior to discharge to the public foul sewer | a point between School Road and LOSRSP adjacent to Haven Marina Eastern site boundary | TM5270292822 | TM5280792759 | [54 empty] | 2000 | mg/l | [16 empty] | 3 | mg/l | [36 empty] | 1 | l/s | [36 empty] | 250 | mg/l | [10 empty] | 10 | pH | 6 | pH | [18 empty] | 1000 | mg/l | [16 empty] | 45 | °C | [8 empty] | 0.3 | m³/d | [14 empty] | 5 | mg/l
LOWESTOFT STW | S01BANNLOWKA0 | Consent | Live | No | ACV 33 | Bannatynes Health Club | Peto Way | Lowestoft | Suffolk |  |  | NR32 2ED | 17/05/2010 | Wastewaters arising from (i) the backwash operations of swimming pool and spa filteration system, and (ii) the periodic drain down of the swimming pool (See Clause 3 & 4 below) | Bannatyne Fitness Limited | Power House | Haughton Road | Darlington | Co. Durham |  | DL1 1ST | at a point after the filteration system and prior to discharging to the public foul sewer | at the junction of Peto Way & Denmark Road, Lowestoft | TM5330093150 | TM5386093030 | [54 empty] | 500 | mg/l | [54 empty] | 1 | l/s | [36 empty] | 100 | mg/l | [10 empty] | 10 | pH | 6 | pH | [18 empty] | 500 | mg/l | [8 empty] | 1000 | mg/l | [6 empty] | 45 | °C | [8 empty] | 5 | m³/d
LOWESTOFT STW | S01MONTGOMKA0 | Direction | Live | No | TEDI-0191-2019 | M.P. (Eastern) Limited | Trinity Road Plating Works | Trinity Road, Lowestoft, Suffolk |  |  |  | NR32 1XJ | 06/03/2020 | Used water comprising pre-treated rinsewaters only from one or more of the following processes: a) - electroplating of zinc, copper, nickel, tin, copper/tin alloy, b) - phosphating, c) - chemical blacking, d) - anodising, e) - auto-catalytic nickel, f) - chromate conversion coatings, g) - interstage process waters after passage via the effluent treatment plant. | M.P. (Eastern) Limited | Trinity Road | Lowestoft | Suffolk |  |  | NR32 1XJ | the manhole inside the premises prior to discharge to the public foul sewer | the rear of the premises in Trinity Road, Lowestoft | TM5542493308 | TM5540993338 | [54 empty] | 500 | mg/l | [12 empty] | 1.5 | mg/l |  |  | 2 | mg/l |  |  |  |  | 0.5 | mg/l | [30 empty] | 3.5 | l/s | [32 empty] | 3 | mg/l | [14 empty] | 11 | pH | 6 | pH | [18 empty] | 250 | mg/l | [8 empty] | 1800 | mg/l | [6 empty] | 45 | °C | [8 empty] | 35 | m³/d | [14 empty] | 2.5 | mg/l
LOWESTOFT STW | S01LOWMOTOKA1 | Consent | Live | No | TECO-0002-2020 | Oulton Broad Service Station | Normanston Drive | Lowestoft |  |  |  | NR32 2PY | 27/02/2020 | Used water, after passage via an interceptor, from the external washing of vehicles only. | Motor Fuel Limited | Gladstone Place | 36-38 Upper Marlborough Road | St. Albans | Hertfordshire |  | AL1 3UU | the first manhole d/s of the interceptors prior to discharge to the public foul sewer | George Close, Lowestoft | TM5246893165 | TM5242793119 | [54 empty] | 2500 | mg/l | [54 empty] | 1 | l/s | [48 empty] | 11 | pH | 6 | pH | [18 empty] | 1000 | mg/l | [16 empty] | 45 | °C | [8 empty] | 4 | m³/d
LOWESTOFT STW | S01LOWSUPRKA0 | Direction | Live | No | TEDI-0171-2020 | Aura Brand Solutions | Freemantle Road | Lowestoft | Suffolk |  |  | NR33 0EA | 04/01/2021 | Used water from the reclamation cleansing of printing screens. | Aura Graphics Limited T/A Aura Brand Solutions | Freemantle Road | Lowestoft | Suffolk |  |  | NR33 0EA | the reclamation room drainage point, prior to discharging to the public foul sewer | Freemantle Road, Lowestoft | TM5436892211 | TM5443092195 | [54 empty] | 50000 | mg/l | [54 empty] | 0.3 | l/s | [48 empty] | 10 | pH | 6 | pH | [18 empty] | 1500 | mg/l | [16 empty] | 43 | °C | [8 empty] | 0.5 | m³/d
LOWESTOFT STW | S01LOWGJACKA1 | Direction | Live | No | TEDI-0038-2021 | Green Jack Brewing Company Limited | Argyle Place | Love Road | Lowestoft | Suffolk |  | NR32 2NZ | 30/06/2021 | Used water arising from the brewing and packaging of beers | Green Jack Brewing Company Limited | Argyle Place | Love Road | Lowestoft | Suffolk |  | NR32 2NZ | a point within the yard prior to discharging to the public foul sewer | Raglan Street, Lowestoft | TM5464493443 | TM5469693391 | [54 empty] | 20000 | mg/l | [54 empty] | 1 | l/s | [48 empty] | 10 | pH | 6 | pH | [18 empty] | 2000 | mg/l | [16 empty] | 43 | °C | [8 empty] | 5 | m³/d
LOWESTOFT STW | S01CROWNARKA1 | Direction | Live | No | TEDI-0063-2021 | Crown Artist Brush Limited | Crown Street West | Lowestoft | Suffolk |  |  | NR32 1SG | 30/06/2021 | Used water from the immersion of synthetic hair contained within a brush head into water heated to a high temperature for shaping purposes. | Crown Artist Brush Limited | The Studio Building | 21 Evesham Street | London |  |  | W11 4AJ | the tank used for hair shaping | Crown Street West, Lowestoft | TM5496093820 | TM5495093840 | [54 empty] | 150 | mg/l | [54 empty] | 0.1 | l/s | [48 empty] | 10 | pH | 6 | pH | [18 empty] | 100 | mg/l | [16 empty] | 43 | °C | [8 empty] | 0.1 | m³/d
LOWESTOFT STW | S01LOWLVDSKA0 | Direction | Live | No | TEDI-0112-2021 | Lowestoft Vehicle Dismantlers | 51 Pinbush Road | Lowestoft | Suffolk |  |  | NR33 7NL | 12/07/2021 | Used waters, after passing through a 3-stage interceptor, arising from (i) surface run-off of contaminated rainfall, (ii) yard cleaning, (iii) vehicle washing, and (iv) light engine cleaning. | Endeavour Motors Limited T/A Lowestoft Vehicle Dismantlers | 17 Rushton Drive | Carlton Colville | Lowestoft | Suffolk |  | NR33 8GB | the manhole on the boundary of the property after the interceptor and before discharging to the public foul sewer | Pinbush Road, Lowestoft | TM5255089590 | TM5254089593 | [54 empty] | 5000 | mg/l | [54 empty] | 0.5 | l/s | [48 empty] | 10 | pH | 6 | pH | [18 empty] | 250 | mg/l | [16 empty] | 43 | °C | [8 empty] | 1 | m³/d
LOWESTOFT STW | S01LOWENTPKA1 | Consent | Live | No | TECO-0254-2021 | Enterprise Rent-A-Car UK Limited | 3 Battery Green Road | Lowestoft | Suffolk |  |  | NR32 1DH | 26/01/2022 | Used water, after passage via an interceptor, from the external washing of vehicles only. | Enterprise Rent-A-Car UK Limited | Enterprise House | Melbourne Park | Vicarage Road | Egham | Surrey | TW20 9FB | a point after the silt trap and washdown separator prior to connection to the public foul sewer | Battery Green Road, Lowestoft | TM5507693034 | TM5510693105 | [54 empty] | 2500 | mg/l | [54 empty] | 0.2 | l/s | [48 empty] | 11 | pH | 6 | pH | [18 empty] | 1000 | mg/l | [16 empty] | 43 | °C | [8 empty] | 1 | m³/d
LOWESTOFT STW | S01CRHALESKA | Direction | Live | No | TEDI-0245-2022 | C R Hales Limited | 31-35 Pinbush Road | Lowestoft | Suffolk |  |  | NR33 7NL | 28/06/2023 | Potentially contaminated surface water runoff from concrete hardstanding area of waste transfer station after passage through a 3 stage interceptor. | C R Hales Limited | 31-35 Pinbush Road | Lowestoft | Suffolk |  |  | NR33 7NL | the final interceptor chamber prior to discharge to the public foul sewer | Pinbush Road | TM5261289885 | TM5261089916 | [54 empty] | 2000 | mg/l | [54 empty] | 0.3 | l/s | [36 empty] | 250 | mg/l | [10 empty] | 10 | pH | 6 | pH | [18 empty] | 1000 | mg/l | [16 empty] | 43 | °C | [8 empty] | 2.5 | m³/d | [14 empty] | 2.5 | mg/l
LOWESTOFT STW | S01ANTEWASKA1 | Direction | Live | No | TEDI-0277-2022 | FCC Environment | Hadenham Road | South Lowestoft Industrial Estate | Lowestoft | Suffolk |  | NR33 7NF | 30/01/2023 | Contaminated surface water collected from hard standing/roadway of loading bay on a site used for the transfer of recycled dry wastes, after passage through a three stage interceptor. | Anti-Waste Limited T/A FCC Environment | 3 Sidings Court | White Rose Way | Doncaster | Yorkshire |  | DN4 5NU | a point after the final chamber of the interceptor, prior to discharging to the public foul sewer | Hadenham Road, Lowestoft | TM5263089420 | TM5264189497 | [54 empty] | 500 | mg/l | [54 empty] | 1 | l/s | [36 empty] | 250 | mg/l | [10 empty] | 10 | pH | 6 | pH | [18 empty] | 500 | mg/l | [16 empty] | 43 | °C | [8 empty] | 1 | m³/d
LOWESTOFT STW | S01LOWWALLKA | Direction | Live | No | TEDI-0329-2022 | Mummery Brothers | Unit 5 Trawl Fish Market North | Lowestoft | Suffolk |  |  | NR31 1BU | 12/03/2023 | Used water from the processing of fish, hygiene clean-down of associated equipment/premises and meltwater from ice maker. | Kristian Mummery, Max Mummery & Nicola Mummery T/A Mummery Brothers | Unit 5 Trawl Fish Market North | Lowestoft | Suffolk |  |  | NR31 1BU | the foul manhole cover prior to discharge into the public foul sewer | a point adjacent to Trinity Road and Hamilton Road | TM5517793104 | TM5528493232 | [54 empty] | 5000 | mg/l | [54 empty] | 1 | l/s | [36 empty] | 250 | mg/l | [10 empty] | 10 | pH | 6 | pH | [18 empty] | 2000 | mg/l | [16 empty] | 43 | °C | [8 empty] | 1 | m³/d
LOWESTOFT STW | S01LOWHOWSKA0 | Consent | Live | No | TECO-0008-2023 | Howsham Memorials Ltd | Harbour Road Industrial Estate | Harbour Road | Lowestoft | Suffolk |  | NR32 3LX | 08/02/2023 | Filtered used water from polishing, cleaning and drilling of various stones; plus emulsion residues from stencil making. | Howsham Memorials Ltd | 11 Hungate | Beccles | Suffolk |  |  | NR34 9TT | the rear of the workshop at the discharge point of the filtration process, prior to connection to the public foul sewer | Harbour Road Industrial Estate, Harbour Road, Lowestoft | TM5255593036 | TM5255293039 | [54 empty] | 1000 | mg/l | [54 empty] | 1 | l/s | [48 empty] | 10 | pH | 6 | pH | [18 empty] | 1000 | mg/l | [16 empty] | 43 | °C | [8 empty] | 1 | m³/d
LOWESTOFT STW | S01LOWESSLKA1 | Consent | Live | No | TECO-0171-2023 | East Suffolk Services Ltd | Rotterdam Road Depot | Rotterdam Road | Lowestoft | Suffolk |  | NR42 2EF | 18/07/2023 | Used water, after passage via an interceptor, from the bin wash and external washing of vehicles only. | East Suffolk Services Ltd | Ground Floor, West Wing, East Suffolk House | Riduna Park | Station Road | Melton, Woodbridge | Suffolk | IP12 1RT | the manhole immediately downstream of the wash bay interceptor, prior to connection to the public foul sewer | the Denmark Road depot immediately West of the wash bay area | TM5396693093 | TM5396293102 | [54 empty] | 2500 | mg/l | [54 empty] | 0.5 | l/s | [48 empty] | 11 | pH | 6 | pH | [18 empty] | 1000 | mg/l | [16 empty] | 43 | °C | [8 empty] | 5 | m³/d
LOWESTOFT STW | S01HARRODXKA0 | Direction | Live | No | TEDI-0200-2023 | Harrod UK Limited | Pinbush Road | Lowestoft | Suffolk |  |  | NR33 7NL | 09/03/2024 | Rinse waters only arising from alkaline cleaner, zinc phosphating and zirconium pre-treatment processes. | Harrod UK Limited | 1-3 Pinbush Road | South Lowestoft Industrial Estate | Lowestoft | Suffolk |  | NR33 7NL | the chamber located in the premise's Cooke Road car park, adjacent to the building housing the rinse tanks | Pinbush Road, Lowestoft | TM5277889647 | TM5272489674 | [54 empty] | 200 | mg/l | [54 empty] | 0.6 | l/s | [48 empty] | 10 | pH | 6 | pH | [18 empty] | 100 | mg/l | [16 empty] | 43 | °C | [8 empty] | 22 | m³/d | [14 empty] | 4 | mg/l
LOWESTOFT STW | S01BEFOODSKA0 | Direction | Live | No | TEDI-0201-2023 | Birds Eye Limited | Whapload Road | Lowestoft | Suffolk |  |  | NR32 1XQ | 24/03/2024 | Pre-treated used waters generated during the processing and production of frozen food. | Birds Eye Limited | 1 New Square | Bedfont Lakes Business Park | Feltham | Middlesex |  | TW14 8HA | the on-site manhole directly after the trade effluent pre-treatment plant | manhole No. 4705 in Gasworks Road, Lowestoft | TM5544093707 | TM5545093700 | [54 empty] | 2800 | mg/l | [54 empty] | 27.8 | l/s | [36 empty] | 250 | mg/l | [10 empty] | 10 | pH | 6 | pH | [18 empty] | 2000 | mg/l | [8 empty] | 1000 | mg/l | 0.5 | mg/l |  |  |  |  | 43 | °C | [8 empty] | 1200 | m³/d | [14 empty] | 1 | mg/l
LOWESTOFT STW | S01CSCOLDXKA0 | Direction | Live | No | TEDI-0004-2024 | GXO Logistics UK Limited | Mobbs Way | Oulton Broad | Lowestoft | Suffolk |  | NR32 3BN | 05/03/2024 | Used waters arising from (i) borehole filter backwash processes and (ii) condenser condensate only. | GXO Logistics UK Limited | Saltire Court | Edinburgh | Scotland |  |  | EH1 2EN | the v-notch weir in the chamber behind the security office | Mobbs Way, Lowestoft | TM5238094234 | TM5224594168 | [54 empty] | 2000 | mg/l | [54 empty] | 20 | l/s | [48 empty] | 10 | pH | 6 | pH | [18 empty] | 1000 | mg/l | [10 empty] | 0.5 | mg/l |  |  |  |  | 43 | °C | [8 empty] | 300 | m³/d
LOWESTOFT STW | S01LOWSHELKA0 | Direction | Live | No | TEDI-0248-2023 | Lowestoft Shellfish Company Limited | Unit B, 10 Cooke Road | South Lowestoft Industrial Estate | Lowestoft | Suffolk |  | NR33 7NA | 22/10/2024 | Used water arising from fish processing and hygiene clean-down of associated equipment and premises, plus meltwater from icemaker. | Lowestoft Shellfish Company Limited | Unit B, 10 Cooke Road | South Lowestoft Industrial Estate | Lowestoft | Suffolk |  | NR33 7NA | the discharge from the interceptors, prior to discharging to the public foul sewer | Cooke Road, Lowestoft | TM5284089690 | TM5272089670 | [54 empty] | 3000 | mg/l | [54 empty] | 0.5 | l/s | [36 empty] | 250 | mg/l | [10 empty] | 10 | pH | 6 | pH | [18 empty] | 1000 | mg/l | [8 empty] | 1000 | mg/l | [6 empty] | 43 | °C | [8 empty] | 1.5 | m³/d
LOWESTOFT STW | S01LOWJARYKA0 | Direction | Live | No | TEDI-0183-2024 | Arthur Jary & Sons Limited | 76 Denmark Road | Lowestoft | Suffolk |  |  | NR32 2EQ | 19/02/2025 | Used water from sanitised body fluids, arising from preparation of deceased bodies. | Arthur Jary & Sons Limited | 214 Northgate Street | Great Yarmouth | Norfolk |  |  | NR30 1DH | a point on premises, prior to discharge to the public foul sewer | Denmark Road | TM5457992942 | TM5457392920 | [54 empty] | 30000 | mg/l | [54 empty] | 0.02 | l/s | [48 empty] | 10 | pH | 6 | pH | [18 empty] | 2000 | mg/l | [8 empty] | 1000 | mg/l | [6 empty] | 43 | °C | [8 empty] | 0.05 | m³/d
LOWESTOFT STW | S01LOWKSFLKA0 | Direction | Live | No | TEDI-0184-2024 | K & S Fish Limited | 10 Cooke Road | Lowestoft | Suffolk |  |  | NR33 7NA | 20/02/2025 | Used water arising from fish processing and hygiene cleandown of associated equipment and premises plus meltwater from icemaker. | K & S Fish Limited | Lothing House, Quay View Business Park | Barnards Way | Lowestoft | Suffolk |  | NR32 2HD | the chamber situated after the interceptor, prior to discharging to the public foul sewer | Pinbush Road, Lowestoft | TM5284089740 | TM5272089670 | [54 empty] | 5000 | mg/l | [54 empty] | 0.5 | l/s | [36 empty] | 250 | mg/l | [10 empty] | 10 | pH | 6 | pH | [18 empty] | 1000 | mg/l | [16 empty] | 43 | °C | [8 empty] | 3 | m³/d
LOWESTOFT STW | S01LOWBIRDKA1 | Direction | Live | No | TEDI-0119-2025 | Birds Eye Limited | Whapload Road | Lowestoft |  |  |  | NR32 1QX | 14/11/2025 | Used waters from a product testing laboratory. | Birds Eye Limited | Forge, | 43 Church Street West, | Woking | England |  | GU21 6HT | a point outside of the prep-room of the Technology Centre | Whapload Road, Lowestoft | TM5526093650 | TM5529093650 | [54 empty] | 3000 | mg/l | [16 empty] | 1.5 | mg/l | [36 empty] | 1 | l/s | [48 empty] | 11 | pH | 6 | pH | [18 empty] | 500 | mg/l | [16 empty] | 43 | °C | [8 empty] | 4 | m³/d
LOWESTOFT STW | S01LOWCFASKA1 | Direction | Live | No | TEDI-0154-2025 | CEFAS | Pakefield Road | Lowestoft | Suffolk |  |  | NR33 0HT | 05/01/2026 | Used water arising from scientific analyses and research and development. | CEFAS | Pakefield Road | Lowestoft | Suffolk |  |  | NR33 0HT | the manhole situated by the front entrance gate | Pakefield Road | TM5408091190 | TM5410591114 | [54 empty] | 1000 | mg/l |  |  |  |  | 250 | mg/l | [48 empty] | 0.3 | l/s | [48 empty] | 10 | pH | 6 | pH | [18 empty] | 500 | mg/l |  |  |  |  | 1000 | mg/l | [10 empty] | 43 | °C | [8 empty] | 35 | m³/d
LOWESTOFT STW | S01TEM0229KA1 | Consent | Live | No | TECO-0231-2025 | Badger Building Ltd | The Sett | Lodge Lane | Blundeston | Suffolk |  | NR32 5ED | 28/11/2025 | Used water from ground work remediation following oil and water separation after filtration through granulated activated carbon, only to be discharged during the period from 28 November 2025 to 28 May 2026 inclusive. | Seed Environmental Limited | 1 St Peter's Square | Manchester |  |  |  | M2 3DE | a tap that is attached to the pipework | Manhole 5603 | TM5154796732 | TM5153696653 | [54 empty] | 500 | mg/l | [54 empty] | 0.28 | l/s | [48 empty] | 10 | pH | 6 | pH | [18 empty] | 500 | mg/l | [16 empty] | 43 | °C | [8 empty] | 24 | m³/d
MABLETHORPE STW | S01MABCOOPKA1 | Direction | Live | No | ADZ 942 | Lincolnshire Co-Operative Funeral Home | Trusthorpe Road | Sutton on Sea | Lincolnshire |  |  | LN12 2LL | 13/12/2016 | Used water after settlement from the external cleaning of vehicles, plus occasional waste water from an embalming process. | Lincolnshire Co-Operative Limited | Stanley Bett House | 15-23 Tentercroft Street | Licolnshire |  |  | LN5 7DB | at a point after the settlement sump | at a point prior to MH 8602, Trusthorpe Road, Sutton on Sea | TF5181182619 | TF5181182619 | [54 empty] | 2500 | mg/l | [54 empty] | 1 | l/s | [48 empty] | 11 | pH | 6 | pH | [18 empty] | 1000 | mg/l | [16 empty] | 45 | °C | [8 empty] | 1 | m³/d
MABLETHORPE STW | S01NCC23GCKA | Direction | Live | No | ADU 213 | Grayscroft Bus Services Ltd | 15A Victoria Road | Mablethorpe | Lincolnshire |  |  | LN12 2AF | 01/10/2009 | Wastewater from the washing of buses, after passing through a silt trap. | Grayscroft Bus Services Limited | 15A Victoria Road | Mablethorpe | Lincolnshire |  |  | LN12 2AF | at a manhole in the yard | at Victoria Road, Mablethorpe | TF5080084900 | TF5080084900 | [54 empty] | 2000 | mg/l | [54 empty] | 1 | m³/hr | [36 empty] | 250 | mg/l | [10 empty] | 11 | pH | 6 | pH | [18 empty] | 1000 | mg/l | [8 empty] | 1000 | mg/l | [6 empty] | 45 | °C | [8 empty] | 1 | m³/d
MABLETHORPE STW | S01367 KA | Direction | Live | No | ADZ 934 | Wa'Shum & Dry | 49 Victoria Road | Mablethorpe | Lincolnshire |  |  | LN12 2AF | 09/02/2017 | Used waters from the laundering of domestic items only. | Wa'Shum & Dry Limited | Greystones | 18 Buckthorn Avenue | Skegness, Lincolnshire |  |  | PE25 3DE | at the drain at the rear of the premises | at rear of the property prior to Victoria Road, Mablethorpe | TF5081084956 | TF5081884962 | [54 empty] | 2000 | mg/l | [54 empty] | 1 | l/s | [48 empty] | 11 | pH | 6 | pH | [18 empty] | 1000 | mg/l | [16 empty] | 45 | °C | [8 empty] | 6 | m³/d
MABLETHORPE STW | S01EAMDMABKA1 | Consent | Live | No | TECO-0057-2020 | Environment Agency Mablethorpe Depot | Enterprise Road | Golf Road Industrial Estate, Mablethorpe |  |  |  | LN12 1NB | 15/06/2020 | Used water, after passage via a silt trap and oil interceptor, from the external washing of vehicles and plant only. | Environment Agency | Waterside Drive | Almondsbury, Bristol |  |  |  | BS32 4UD | the manhole downstream of the silt trap and oil interceptor | Enterprise Road | TF5008585551 | TF5005385573 | [54 empty] | 2500 | mg/l | [54 empty] | 1 | l/s | [36 empty] | 250 | mg/l | [10 empty] | 11 | pH | 6 | pH | [18 empty] | 1000 | mg/l | [16 empty] | 43 | °C | [8 empty] | 1 | m³/d
MABLETHORPE STW | S01ACP32TPKA | Direction | Live | No | TEDI-0216-2020 | Thorpe Laboratories Limited | Enterprise Road, Golf Road Industrial Estate | Mablethorpe |  |  |  | LN12 1NB | 16/02/2021 | Used waters from the manufacture of cosmetic and pharmaceutical preparations. | Thorpe Laboratories Limited | Network House, Stubs Beck Lane | West 26, Cleckheaton | West Yorkshire |  |  | BD19 4TT | a point prior to discharging to the public foul sewer | Enterprise Road, Mablethorpe | TF4998285727 | TF4996385770 | [54 empty] | 7000 | mg/l | [54 empty] | 0.5 | l/s | [36 empty] | 250 | mg/l | [10 empty] | 10 | pH | 6 | pH | [8 empty] | 50 | mg/l | [8 empty] | 1000 | mg/l | [16 empty] | 43 | °C | [8 empty] | 1 | m³/d | [14 empty] | 5 | mg/l
MABLETHORPE STW | S01SWIMMABKA1 | Consent | Live | No | TECO-0324-2023 | Mablethorpe Station Leisure and Learning Centre | Station Road | Mablethorpe | Lincolnshire |  |  | LN12 1HA | 19/02/2024 | Used water from the filter backwashing process and periodic drain-down of swimming pool contents. | Magna Vitae | The Meridian Leisure Centre | Wood Lane | Louth | Lincolnshire |  | LN11 8SA | a point downstream of the filter backwash and prior to discharging to the public foul sewer | High Street, Mablethorpe | TF5037985068 | TF5043885014 | [54 empty] | 1000 | mg/l | [10 empty] | 5 | mg/l | [42 empty] | 3 | l/s | [48 empty] | 10 | pH | 6 | pH | [18 empty] | 1000 | mg/l | [16 empty] | 43 | °C | [8 empty] | 17 | m³/d
MALDON STW | S01MALPOOLKA | Direction | Live | No | ADZ 167 | Blackwater Leisure Centre | Park Drive | Maldon | Essex |  |  | CM9 5UR | 01/01/2015 | Used water from the filter backwashing process and periodic drain-down of swimming pool contents. | Places for People Leisure Management Limited | 80 Cheapside | London |  |  |  | EC2V 6EE | at a point before entry to the public foul sewer | at Park Drive, Maldon | TL8593906187 | TL8583006187 | [54 empty] | 1000 | mg/l | [10 empty] | 5 | mg/l | [42 empty] | 18 | l/s | [36 empty] | 250 | mg/l | [10 empty] | 10 | pH | 6 | pH | [18 empty] | 1000 | mg/l | [8 empty] | 1000 | mg/l | [6 empty] | 45 | °C | [8 empty] | 10 | m³/d
MALDON STW | S01MDCPLAYKA | Consent | Live | No | ACR 86 | Promenade Park | Park Drive | Maldon | Essex |  |  | CM9 5UR | 04/08/2006 | Backwash waters from interactive water-play facility and periodic drain down of contents. | Maldon District Council | Corporate Services | Princes Road | Maldon | Essex |  | CM9 5DL | at a point prior to discharge into the public foul sewer | at Park Drive, Maldon | TL8600006500 | TL8600006500 | [54 empty] | 1000 | mg/l | [54 empty] | 12.5 | l/s | [36 empty] | 50 | mg/l | [10 empty] | 10 | pH | 6 | pH | [18 empty] | 1000 | mg/l | [8 empty] | 1000 | mg/l | [6 empty] | 45 | °C | [8 empty] | 3 | m³/d
MALDON STW | S01MALDJEWKA | Consent | Live | No | ACZ 137 | Jewson Ltd | Station Road | Maldon |  |  |  | CM9 4LQ | 24/09/2014 | Used water from the jet washing of vehicles and plant. | Jewson Limited | Saint -Gobain House | Binley Business Park | Coventry |  |  | CV3 2TT | at a point following the interceptor, prior to entering to the public foul sewer | at Station Road | TL8528407351 | TL8529507428 | [54 empty] | 2500 | mg/l | [54 empty] | 0.14 | l/s | [36 empty] | 250 | mg/l | [10 empty] | 11 | pH | 6 | pH | [18 empty] | 1000 | mg/l | [8 empty] | 1000 | mg/l | [6 empty] | 45 | °C | [8 empty] | 2 | m³/d
MALDON STW | S01TAVERN KA | Direction | Live | No | ADW 77 | Tavern Garage | The Causeway | Maldon | Essex |  |  | CM9 4LJ | 01/09/2011 | Wastewaters from the external washing of vehicles. | Allan Wiseman | Tavern Garage | The Causeway | Maldon | Essex |  | CM9 4LJ | from the manhole at wash bay, prior to discharge to the public foul sewer. | at the site flowing parallel to the Causeway, Maldon | TL8530007700 | TL8530007760 | [54 empty] | 2500 | mg/l | [54 empty] | 1 | l/s | [36 empty] | 250 | mg/l | [10 empty] | 11 | pH | 6 | pH | [18 empty] | 1000 | mg/l | [8 empty] | 1000 | mg/l | [6 empty] | 45 | °C | [8 empty] | 8 | m³/d
MALDON STW | S01SWAYMALKA | Direction | Live | No | ADZ 265 | Wm Morrison Petrol Filling Station | Wycke Hill | Maldon | Essex |  |  | CM9 6GG | 01/06/2015 | Used waters from automatic car wash and jet wash. | Wm Morrison Supermarkets PLC | Hilmore House | Gain Lane | Bradford | West Yorkshire |  | BD3 7DL | at a point after the interceptor, prior to entry to the public foul sewer | at West Station Yard, Maldon, Essex. | TL8406305670 | TL8048005717 | [54 empty] | 2500 | mg/l | [54 empty] | 1 | l/s | [48 empty] | 11 | pH | 6 | pH | [18 empty] | 1000 | mg/l | [8 empty] | 1000 | mg/l | [6 empty] | 45 | °C | [8 empty] | 20 | m³/d
MALDON STW | S01SBUSMALKA | Consent | Live | No | ACV 209 | Stephenson of Essex Ltd | Bates Road | Maldon | Essex |  |  | CM9 5FA | 07/02/2011 | Wastewater from the external washing of road vehicles, after passage through an interceptor. | Stephensons of Essex Limited | Monometer House | Rectory Grove | Leigh on Sea | Essex |  | SS9 2HN | at a point after the interceptor and prior to discharging to the public foul sewer | at Bates Road, Maldon | TL8575007630 | TL8575007640 | [54 empty] | 2500 | mg/l | [54 empty] | 2 | l/s | [36 empty] | 250 | mg/l | [10 empty] | 11 | pH | 6 | pH | [18 empty] | 1000 | mg/l | [8 empty] | 1000 | mg/l | [6 empty] | 45 | °C | [8 empty] | 2.5 | m³/d
MALDON STW | S01EMSMALDKA1 | Direction | Live | No | TEDI-0037-2020 | Suez Recycling and Recovery UK Ltd | Promenade Park Depot | Park Drive | Maldon | Essex |  | CM9 5UR | 21/06/2020 | Used waters arising from the external washing of refuse vehicles, and the washing of food waste pods, after passage through a filter system, silt trap and oil interceptor | Suez Recycling and Recovery UK Ltd | Suez House | Grenfell Road | Maidenhead | Berkshire |  | SL6 1ES | a point after the interceptor and prior to discharging to the public foul sewer | a point crossing the site, Park Drive, Maldon | TL8605506219 | TL8605806213 | [54 empty] | 2500 | mg/l | [54 empty] | 1 | l/s | [36 empty] | 250 | mg/l | [10 empty] | 11 | pH | 6 | pH | [18 empty] | 1000 | mg/l | [16 empty] | 45 | °C | [8 empty] | 5 | m³/d
MALDON STW | S01RIVERBSKA | Direction | Live | No | TEDI-0114-2020 | Riverside Building Supplies Limited | Riverside House | Hall Road | Heybridge | Maldon | Essex | CM9 4NF | 08/03/2021 | Treated used waters arising from the painting of timber and MDF using water based products only. | Riverside Building Supplies Limited | 46 Hullbridge Road | South Woodham Ferrers | Chelmsford | Essex |  | CM3 5NG | a point after discharge from the treatment tank and before entry into the public foul sewer | Hall Road, Heybridge, Maldon | TL8580607862 | TL8579007830 | [54 empty] | 4000 | mg/l | [54 empty] | 0.5 | l/s | [48 empty] | 10 | pH | 6 | pH | [18 empty] | 1000 | mg/l | [16 empty] | 43 | °C | [8 empty] | 0.1 | m³/d
MALDON STW | S01MALTESCKA1 | Consent | Live | No | TECO-0108-2022 | Waves - Hand Car Wash | Tesco Superstore | Fullbridge | Maldon, Essex |  |  | CM9 4LE | 09/08/2022 | Used water from hand car washing of vehicles. | Ilir Valeting Limited | 11 Keats Close | Maldon, Essex |  |  |  | CM9 6DB | the private foul drain on the west side of the superstore | the sewer running to the south of the superstore | TL8492307552 | TL8497507500 | [54 empty] | 2500 | mg/l | [54 empty] | 0.5 | l/s | [48 empty] | 11 | pH | 6 | pH | [18 empty] | 1000 | mg/l | [16 empty] | 43 | °C | [8 empty] | 5 | m³/d
MALDON STW | S01DATUMA2KA | Consent | Live | No | TECO-0245-2024 | Datum Attitude | Unit 8 Heybridge Industrial Estate | The Causeway | Maldon | Essex |  | CM9 4XL | 10/12/2024 | Used water arising from the brewing and packaging of beer, after solids removal and pH correction. | Datum Attitude Brewing Co Limited T/A Datum Attitude | Lime House | 75 Church Road | Tiptree | Colchester | Essex | CO5 0HB | a point downstream of the brewery floor drain prior to entry to the public foul sewer | the access walkway adjacent to The Causeway | TL8555107945 | TL8548107960 | [54 empty] | 10000 | mg/l | [54 empty] | 1.2 | l/s | [48 empty] | 10 | pH | 6 | pH | [18 empty] | 1000 | mg/l | [16 empty] | 43 | °C | [8 empty] | 3.5 | m³/d
MALDON STW | S01FIBMALDKA1 | Direction | Live | No | TEDI-0151-2025 | Fiberweb Geosynthetics Limited | Blackwater Trading Estate | The Causeway | Maldon | Essex |  | CM9 4GG | 15/12/2025 | Used cooling water from plastic extrusion process and pellet generation and used water from floor washing. | Fiberweb Geosynthetics Limited | 1 St. James Court | Whitefriars | Norwich | Norfolk |  | NR3 1RU | a point after discharge from the extrusion tank and before entry into the public foul sewer | Bates Road, Maldon | TL8553007670 | TL8558007710 | [54 empty] | 2000 | mg/l | [54 empty] | 2 | l/s | [36 empty] | 250 | mg/l | [10 empty] | 10 | pH | 6 | pH | [18 empty] | 1000 | mg/l | [16 empty] | 43 | °C | [8 empty] | 2 | m³/d
MALDON STW | S01OAKBREWKA | Direction | Live | No | TEDI-0167-2025 | The Mighty Oak Brewing Co. Limited | 14B West Station Yard | Spital Road | Maldon | Essex |  | CM9 6TW | 06/01/2026 | Used waters from the brewing process. | The Mighty Oak Brewing Co. Limited | 14B West Station Yard | Spital Road | Maldon | Essex |  | CM9 6TW | a point after discharge from the brewery building and before entry into the public foul sewer | West Station Yard, Maldon | TL8419506105 | TL8419006110 | [54 empty] | 20000 | mg/l | [54 empty] | 0.5 | l/s | [48 empty] | 10 | pH | 6 | pH | [18 empty] | 2000 | mg/l | [16 empty] | 43 | °C | [8 empty] | 10 | m³/d | [14 empty] | 2 | mg/l
MANBY STW | S01ACZ328RKA | Direction | Live | No | TEDI-0254-2023 | DS Smith Packaging Ltd T/A Ralegh Integrated Solutions | Aries House | Manby Park | Manby | Louth | Lincolnshire | LN11 8UT | 21/02/2024 | Used water to cut rubber sheeting emanating from the production area, washing of print rolls and condensate from compressed air system. | DS Smith Packaging Limited | Level 3 | 1 Paddington Square | London |  |  | W2 1DL | the overflow from the settling tank, prior to discharge to the public foul sewer | Carlton Road, Manby | TF3940986854 | TF3960987159 | [54 empty] | 500 | mg/l | [54 empty] | 0.1 | l/s | [48 empty] | 10 | pH | 6 | pH | [18 empty] | 500 | mg/l | [16 empty] | 43 | °C | [8 empty] | 0.1 | m³/d
MANNINGTREE STW | S01QUIPINTKA | Direction | Live | No | ADS 58 | Ticks Haulage Limited | South Strand | Lawford Industrial Estate | Manningtree | Essex |  | CO11 1UP | 01/11/2007 | Wastewater, after passage through an interceptor, from the external washing of road vehicles. | Ticks Haulage Limited | 3 Warners Mill | Silks Way | Braintree | Essex |  | CM7 3GB | at a point prior to discharge into the public foul sewer | at South Strand, Manningtree | TM1000032250 | TM1000032250 | [54 empty] | 4000 | mg/l | [54 empty] | 2 | l/s | [36 empty] | 250 | mg/l | [10 empty] | 11 | pH | 6 | pH | [18 empty] | 2000 | mg/l | [8 empty] | 1000 | mg/l | [6 empty] | 45 | °C | [8 empty] | 0.5 | m³/d
MANNINGTREE STW | S01MANNCATKA1 | Consent | Live | No | TECO-0056-2019 | Wisteria Boarding Cattery LLP | Gersau | Windmill Road | Bradfield | Manningtree | Essex | CO11 2QR | 02/05/2019 | Used waters, following the removal of gross solids, from the cleaning of cattery pens. | Wisteria Boarding Cattery LLP | Gersau | Windmill Road | Bradfield | Manningtree | Essex | CO11 2QR | a point after discharge and prior to entering the public foul sewer. | Windmill Road | TM1340330186 | TM1334630157 | [54 empty] | 2000 | mg/l | [54 empty] | 0.15 | l/s | [48 empty] | 10 | pH | 6 | pH | [18 empty] | 1000 | mg/l | [16 empty] | 45 | °C | [8 empty] | 0.2 | m³/d
MANNINGTREE STW | S01MANEDMEKA1 | Consent | Live | No | TECO-0008-2024 | EDME Limited | EDME house, High Street | Mistley | Manningtree | Essex |  | CO11 1HG | 14/02/2024 | Used water from boiler blowdown, water softening and QA lab rinse waters. | EDME Limited | EDME house, High Street | Mistley | Manningtree | Essex |  | CO11 1HG | the discharge pipe in production area adjacent to boiler | High Street, Mistley | TM1171631761 | TM1173331832 | [54 empty] | 2000 | mg/l | [54 empty] | 0.5 | l/s | [48 empty] | 12.5 | pH | 6 | pH | [18 empty] | 1000 | mg/l | [16 empty] | 43 | °C | [8 empty] | 3 | m³/d
MARCH STW | S01ARCMARCKA | Consent | Live | No | ACR 199 | ARC Car Wash | Wisbech Road | March | Cambridgeshire |  |  | PE15 8EB | 07/12/2006 | Wastewater from the external washing of motor vehicles after passage through a suitably sized and maintained three-stage interceptor. | Anduff Car Wash Ltd | 35-37 Amersham Hill | High Wycombe | Buckinghamshire |  |  | HP13 6NU | at a point prior to discharge into the public foul sewer | at Wisbech Road, March | TL4028097580 | TL4028097580 | [54 empty] | 2000 | mg/l | [54 empty] | 1 | l/s | [36 empty] | 250 | mg/l | [10 empty] | 11 | pH | 6 | pH | [18 empty] | 1000 | mg/l | [8 empty] | 1000 | mg/l | [6 empty] | 45 | °C | [8 empty] | 20 | m³/d
MARCH STW | S01MRCMARFKA0 | Consent | Live | No | ACZ 734 | March Foods Ltd | 7 Martin Avenue | March | Cambs |  |  | PE15 0AY | 17/11/2017 | Used water from the cleaning of equipment used in the production of food and drink products and associated factory hygiene wash down. | March Foods Ltd | 7 Martin Avenue | March | Cambs |  |  | PE15 0AY | at the manhole opposite the staff entrance by the front car park | at Martin Avenue, March | TL4023598342 | TL4024198193 | [54 empty] | 20000 | mg/l | [54 empty] | 1 | l/s | [36 empty] | 250 | mg/l | [10 empty] | 10 | pH | 6 | pH | [18 empty] | 1000 | mg/l | [16 empty] | 45 | °C | [8 empty] | 8 | m³/d
MARCH STW | S01ACX180FKA | Consent | Live | No | ACX 180 | Fenland Assoc. for Community Transport Ltd | 5 Martin Avenue | March | Cambridgeshire |  |  | PE15 0AY | 24/01/2013 | Wastewaters arising from the external washing of vehicles | Fenland Association for Community Transport Limited | 5 Martin Avenue | March | Cambridgeshire |  |  | PE15 0AY | at the end of the grill/silt trap | at Martin Avenue, March | TL4020098210 | tl4024098190 | [54 empty] | 2500 | mg/l | [54 empty] | 0.2 | m³/hr | [36 empty] | 250 | mg/l | [10 empty] | 11 | pH | 6 | pH | [18 empty] | 1000 | mg/l | [8 empty] | 1000 | mg/l | [6 empty] | 45 | °C | [8 empty] | 0.75 | m³/d
MARCH STW | S01FDCMARCKA | Direction | Live | No | ADZ 282 | George Campbell Leisure Centre | City Road, March | Cambridgeshire |  |  |  | PE15 9LT | 01/06/2015 | Used waters from the backwashing of swimming pool filters and the periodic drain-down of swimming pool contents. | Fenland District Council | Fenland Hall, County Road | March, Cambridgeshire |  |  |  | PE15 8NQ | at the point of discharge from the backwash holding tank | at Acre Road | TL4154096710 | TL4163096680 | [54 empty] | 1000 | mg/l | [10 empty] | 5 | mg/l | [42 empty] | 1 | l/s | [48 empty] | 10 | pH | 6 | pH | [18 empty] | 1000 | mg/l | [8 empty] | 1000 | mg/l | [6 empty] | 45 | °C | [8 empty] | 8 | m³/d
MARCH STW | S0140ROBINKA | Direction | Live | No | ADP 281 | The Service Station | Wimblington Road | March | Cambridgeshire |  |  | PE15 9PZ | 01/08/2005 | Wastewater from vehicle washing. | The Occupier | The Service Station | Wimblington Road | March | Cambridgeshire |  | PE15 9PZ | at a point prior to discharge into the sewer | at Church Street | TL4150095700 | TL4150095700 | [54 empty] | 2000 | mg/l | [54 empty] | 1 | m³/hr | [36 empty] | 250 | mg/l | [10 empty] | 10 | pH | 6 | pH | [18 empty] | 500 | mg/l | [8 empty] | 1000 | mg/l | [6 empty] | 45 | °C | [8 empty] | 1 | m³/d
MARCH STW | S0140PECK KA | Direction | Live | No | ADZ 708 | Petrol Filling Station | 10 Dartford Road | March | Cambridgeshrie |  |  | PR15 8AN | 01/09/2016 | Used water from the external washing of vehicles. | Malthurst Petroleum Limited | Vincent House | 4 Grove Lane | Epping | Esse |  | TW20 9AB | at a point prior to discharge into the public foul sewer | at Dartford Road | TL4152896883 | TL4154996910 | [54 empty] | 2500 | mg/l | [54 empty] | 1 | l/s | [48 empty] | 11 | pH | 6 | pH | [18 empty] | 1000 | mg/l | [16 empty] | 45 | °C | [8 empty] | 5 | m³/d
MARCH STW | S0140AMCORKA | Direction | Live | No | TEDI-0075-2021 | Smurfit Kappa UK Limited | Hostmoor Avenue | March | Cambridgeshire |  |  | PE15 0YZ | 10/05/2021 | Used water from the following processes: (i) boiler blowdown, (ii) softener backwash, (iii) condensate and (iv) overflow from a steam-heated water circuit. | Smurfit Kappa UK Limited | Cunard Buildings | Water Street | Pier Head | Liverpool |  | L3 1SF | a point prior to discharge into the public foul sewer | Manhole 7102, Hostmoor Avenue, March | TL4055998204 | TL4073398102 | [54 empty] | 2000 | mg/l | [54 empty] | 1 | l/s | [48 empty] | 12.5 | pH | 6 | pH | [18 empty] | 1000 | mg/l | [8 empty] | 1000 | mg/l | [6 empty] | 43 | °C | [8 empty] | 20 | m³/d
MARCH STW | S0140QUALIKA | Direction | Live | Yes | TEDI-0100-2021 | Qualitetch Components Limited | Unit 1- 3 Century Way | March | Cambridgeshire |  |  | PE15 8QW | 08/11/2021 | Treated Used water arising from the chemical etching of small metal components. | Qualitetch Components Limited | 2 Century Way | March | Cambridgeshire |  |  | PE15 8QW | a point after the trade effluent pre-treatment plant and prior to discharge to the public foul sewer | Century Way, March | TF4120098300 | TF4120098170 | [54 empty] | 1350 | mg/l |  |  |  |  | 6000 | mg/l | [10 empty] | 3 | mg/l | [36 empty] | 2 | l/s | [20 empty] | 0.01 | mg/l | [10 empty] | 3 | mg/l | [14 empty] | 10 | pH | 6 | pH | [18 empty] | 300 | mg/l | [16 empty] | 43 | °C | [8 empty] | 40 | m³/d | [14 empty] | 2 | mg/l
MARCH STW | S01EAWASTEKA | Direction | Live | No | TEDI-0117-2021 | March Landfill Site | Hundred Road | March | Cambridgeshire |  |  | PE15 8QN | 15/11/2021 | Effluent comprising of surface water run-off contaminated with landfill leachate. | East Waste Limited | Ground Floor West | 900 Pavilion Drive | Northampton Business Park | Northampton |  | NN4 7RG | the designated sample point in the pump house next to the recycling centre on Hostmoor Avenue | Melbourne Avenue, March | TL4106898540 | TL4087298240 | [24 empty] | 330 | mg/l | [10 empty] | 15 | µg/l |  |  |  |  | 2 | mg/l | [10 empty] | 400 | mg/l | [54 empty] | 3 | l/s | [6 empty] | 30 | µg/l | [10 empty] | 100 | µg/l | [28 empty] | 10 | pH | 6 | pH |  |  |  |  | 1 | mg/l | [12 empty] | 150 | mg/l | [8 empty] | 1000 | mg/l |  |  |  |  | 2 | µg/l | 43 | °C | [8 empty] | 50 | m³/d | [14 empty] | 0.5 | mg/l
MARCH STW | S01SMURFVWKA1 | Consent | Live | No | TECO-0190-2021 | Smurfit Kappa UK Limited | Hostmoor Avenue | March | Cambridgeshire |  |  | PE15 0YZ | 17/09/2021 | Used water, after passage via an interceptor, from the external washing of vehicles only. | Smurfit Kappa UK Limited | Cunard Buildings | Water Street | Pier Head | Liverpool |  | L3 1SF | a point from the last chamber of the interceptor | Melbourne Avenue | TL4081198239 | TL4087298241 | [54 empty] | 2500 | mg/l | [54 empty] | 0.5 | l/s | [48 empty] | 11 | pH | 6 | pH | [18 empty] | 1000 | mg/l | [16 empty] | 43 | °C | [8 empty] | 0.5 | m³/d
MARCH STW | S01MRCLIBEKA0 | Direction | Live | No | TEDI-0097-2022 | Liberate Engineering Limited | 26-28 Commercial Road | March | Cambridgeshire |  |  | PE15 8QP | 06/06/2022 | Used water from the water jet cutting of metal, after passage through a settlement tank. | Liberate Engineering Limited | 22-24 Commercial Road | March | Cambridgeshire |  |  | PE15 8QP | the designated sample point, after the settlement tank | Commercial Road, March | TL4133298246 | TL4129998282 | [54 empty] | 1000 | mg/l | [54 empty] | 0.5 | l/s | [48 empty] | 10 | pH | 6 | pH | [18 empty] | 1000 | mg/l | [16 empty] | 43 | °C | [8 empty] | 1 | m³/d
MARCH STW | S01MRCH000KA1 | Consent | Live | No | TECO-0100-2025 | Elderman Enterprise Limited | 9 Century Way | March | Cambridgeshire |  |  | PE15 8QW | 05/06/2025 | Used water from the filter backwashing process and periodic drain-down of swimming pool contents. | Elderman Enterprise Limited | 24 Market Place | Swaffham | Norfolk | England |  | PE37 7HQ | a point from the pool filter drain line | a point via private sewer to Century Way | TL4126798195 | TL4120298169 | [54 empty] | 1000 | mg/l | [10 empty] | 5 | mg/l | [42 empty] | 5 | l/s | [48 empty] | 10 | pH | 6 | pH | [18 empty] | 1000 | mg/l | [16 empty] | 43 | °C | [8 empty] | 0.45 | m³/d
MARCH STW | S01MRCH001KA1 | Consent | Live | No | TECO-0027-2026 | G's Fresh Beetroot Limited | 50 Hostmoor Avenue | March Trading Estate | March | Cambridgeshire |  | PE15 0AX | 19/03/2026 | Treated used water from the processing of root vegetables. | G's Fresh Beetroot Limited | Barway | Ely | Cambridgeshire |  |  | CB7 5TZ | a point from the outflow of the effluent plant | Hostmoor Avenue | TL4092298042 | TL4086598090 | [54 empty] | 500 | mg/l | [54 empty] | 2.9 | l/s | [48 empty] | 10 | pH | 6 | pH | [18 empty] | 500 | mg/l | [8 empty] | 1000 | mg/l | [6 empty] | 43 | °C | [8 empty] | 250 | m³/d
MARKET HARBOROUGH STW | S01SANDTRAKA | Direction | Live | No | ADT 104 | Stephen Sanderson Limited | Riverside Industrial Estate | Market Harborough | Leicestershire |  |  | LE16 7PT | 01/10/2008 | Waste waters from the external washing of lorries after passage through a suitably sized and maintained 3 stage interceptor | Stephen Sanderson Limited | Riverside Industrial Estate | Market Harborough | Leicestershire |  |  | LE16 7PT | at a point after interceptor and prior to discharging to the public foul sewer | Riverside, Market Harborough | SP7463087950 | SP7462087950 | [54 empty] | 2000 | mg/l | [54 empty] | 1 | m³/hr | [36 empty] | 250 | mg/l | [10 empty] | 11 | pH | 6 | pH | [18 empty] | 1000 | mg/l | [8 empty] | 1000 | mg/l | [6 empty] | 45 | °C | [8 empty] | 8 | m³/d
MARKET HARBOROUGH STW | S01FORRYANKA | Direction | Live | No | ADX 502 | Washateria | 43 Western Avenue | Market Harborough | Leicestershire |  |  | LE16 9PL | 01/05/2013 | Wastewater from the laundering of domestic items only. | Miss Tina Patel | 83 Bath Street | Market Harborough | Leicestershire |  |  | LE16 9EJ | at the point of discharge to the public foul sewer | at Western Avenue, Market Harborough. | SP7300086700 | SP7300086700 | [54 empty] | 2000 | mg/l | [54 empty] | 2 | m³/hr | [36 empty] | 100 | mg/l | [10 empty] | 11 | pH | 6 | pH | [18 empty] | 1000 | mg/l | [8 empty] | 1000 | mg/l | [6 empty] | 45 | °C | [8 empty] | 5 | m³/d
MARKET HARBOROUGH STW | S01ARCMHARKA | Consent | Live | No | ACR 257 | ARC Carwash | Rockingham Road | Market Harborough | Leicestershire |  |  | LE16 7QE | 05/03/2007 | Wastewater from the washing of cars. All wastewater to pass through an interceptor. | Anduff Carwash Limited | 35-37 Amersham Hill | High Wycombe | Buckinghamshire |  |  | HP13 6NU | at foul water manhole 1 within the curtilage of the premises | at Rockingham Road, Market Harborough | SP7420087450 | SP7420087450 | [54 empty] | 2000 | mg/l | [54 empty] | 2 | l/s | [36 empty] | 250 | mg/l | [10 empty] | 11 | pH | 6 | pH | [18 empty] | 1000 | mg/l | [8 empty] | 1000 | mg/l | [6 empty] | 45 | °C | [8 empty] | 20 | m³/d
MARKET HARBOROUGH STW | S01SAINSMHKA | Direction | Live | No | ADU 297 | Sainsbury's Petrol Forecourt | St Mary's Place | Springfield Street | Market Harborough | Leicestershire |  | LE16 7DR | 01/12/2009 | Wastewater arising from the external washing of cars and light vans, having passed through a maintained interceptor. | Sainsburys Supermarkets Ltd | 33 Holborn | London |  |  |  | EC1N 2HT | at a point prior to discharging to the public foul sewer | at Springfield Street, Market Harborough | SP7360087300 | SP7377086990 | [54 empty] | 2000 | mg/l | [54 empty] | 1 | l/s | [36 empty] | 250 | mg/l | [10 empty] | 11 | pH | 6 | pH | [18 empty] | 1000 | mg/l | [8 empty] | 1000 | mg/l | [6 empty] | 45 | °C | [8 empty] | 5 | m³/d
MARKET HARBOROUGH STW | S01ACTIFWEKA | Direction | Live | No | TEDI-0130-2020 | Actifwear Limited | 13a Courtyard Workshops | Bath Street | Market Harborough | Leicestershire |  | LE16 9EW | 08/02/2021 | Used water arising from the cleaning of screen printing plates. | Actifwear Limited | Clarence House | 35 Clarence Street | Market Harborough | Leicestershire |  | LE16 7NE | the cleaning area on 2nd Floor, prior to discharging to the public foul sewer | Bath Street | SP7343086400 | SP7338086430 | [54 empty] | 1000 | mg/l | [54 empty] | 2 | l/s | [48 empty] | 10 | pH | 6 | pH | [18 empty] | 750 | mg/l | [16 empty] | 45 | °C | [8 empty] | 0.5 | m³/d
MARKET HARBOROUGH STW | S01MHHCARWKA1 | Consent | Live | No | TECO-0018-2021 | Motor Fuel Limited | Market Harborough Hand Car Wash | Kettering Road | Market Harborough | Leicestershire |  | LE16 8AN | 01/02/2021 | Used water, after passage via an interceptor, from the external washing of vehicles only. | Motor Fuel Limited | Gladstone Place | 36-38 Upper Marlborough Road | St Albans | Hertfordshire |  | AL1 3UU | the a point after the new silt trap | Kettering Road | SP7418487034 | SP7416487046 | [54 empty] | 2500 | mg/l | [54 empty] | 1 | l/s | [48 empty] | 11 | pH | 6 | pH | [18 empty] | 1000 | mg/l | [16 empty] | 43 | °C | [8 empty] | 6 | m³/d
MARKET HARBOROUGH STW | S01MHTFOODKA | Direction | Live | No | TEDI-0136-2021 | MHT Foods Limited | Bramble House | Riverside End | Riverside Industrial Estate | Market Harborough | Leicestershire | LE16 7PU | 29/11/2021 | Used waters from the washing of kettles and from a cooling jacket. | MHT Foods Limited | Bramble Foods | Crosby Road | Market Harborough | Leicestershire |  | LE16 9EE | a point prior to discharge to the public foul sewer | Riverside End | SP7434088040 | SP7447087970 | [54 empty] | 5000 | mg/l | [54 empty] | 1 | l/s | [48 empty] | 10 | pH | 6 | pH | [18 empty] | 1000 | mg/l | [16 empty] | 43 | °C | [8 empty] | 1 | m³/d
MARKET HARBOROUGH STW | S01MHTFCROKA1 | Consent | Live | No | TECO-0224-2021 | Harborough Town Community Trust | Football Club | Northampton Road | Market Harborough | Leicestershire |  | LE16 9HF | 01/12/2021 | Contaminated surface water run off from the all weather pitch. | Harborough Town Community Trust | Bowden House | 36 Northampton Road | Market Harborough | Leicestershire |  | LE16 9HE | the manhole on the right hand side of car park | a point via private sewer to MHTWSP | SP7363385832 | SP7373285876 | [24 empty] | 100 | mg/l | [28 empty] | 750 | mg/l | [54 empty] | 4 | l/s | [48 empty] | 12 | pH | 6 | pH | [18 empty] | 500 | mg/l | [8 empty] | 1000 | mg/l | [6 empty] | 43 | °C | [8 empty] | 35 | m³/d
MARKET HARBOROUGH STW | S01MHTBAKEKA1 | Direction | Live | No | TEDI-0169-2022 | MHT Foods Limited | Bramble Foods | Crosby Road | Market Harborough | Leicestershire |  | LE16 9EE | 09/01/2023 | Used water from the cleaning of bakery equipment. | MHT Foods Limited | Bramble Foods | Crosby Road | Market Harborough | Leicestershire |  | LE16 9EE | the second tank by the sink on the bakery floor | Crosby Road, Market Harborough | SP7360786239 | SP7368686185 | [54 empty] | 8500 | mg/l | [54 empty] | 0.2 | l/s | [36 empty] | 250 | mg/l | [10 empty] | 10 | pH | 6 | pH | [18 empty] | 2000 | mg/l | [16 empty] | 43 | °C | [8 empty] | 1 | m³/d | [14 empty] | 5 | mg/l
MARKET HARBOROUGH STW | S01SPLMHARKA1 | Consent | Live | No | TECO-0226-2022 | Sports and Leisure Management Ltd | Harborough Leisure Centre | Northampton Road | Market Harborough | Leicestershire |  | LE16 9HF | 30/11/2022 | Used water from the filter backwashing process and periodic drain-down of swimming pool contents. | Sports and Leisure Management Ltd | 2 Watling Drive | Sketchley Meadows | Hinckley | Leicestershire |  | LE10 3EY | discharge point from the plant room | Northampton Road | SP7378986006 | SP7389786014 | [54 empty] | 1000 | mg/l | [10 empty] | 5 | mg/l | [42 empty] | 2 | l/s | [48 empty] | 10 | pH | 6 | pH | [18 empty] | 1000 | mg/l | [16 empty] | 43 | °C | [8 empty] | 7.5 | m³/d
MARKET HARBOROUGH STW | S01WEDDEL KA | Direction | Live | No | TEDI-0074-2024 | Weddel Swift Distribution Ltd | Riverside Industrial Estate | Market Harborough | Leicestershire |  |  | LE16 7PT | 09/07/2025 | Used water from the cleansing of plant and equipment associated with the preparation of meat, floor washing and from the external washing of vehicles. | Weddel Swift Distribution Ltd | The Old Rectory | Cold Higham | Towcester | Northamptonshire |  | NN12 8LR | the chamber following the interceptor, prior to discharge to the public foul sewer | Riverside, Market Harborough | SP7435087410 | SP7431087410 | [54 empty] | 2500 | mg/l | [54 empty] | 1 | l/s | [36 empty] | 250 | mg/l | [10 empty] | 10 | pH | 6 | pH | [8 empty] | 50 | mg/l | [8 empty] | 2000 | mg/l | [10 empty] | 1 | mg/l |  |  |  |  | 43 | °C | [8 empty] | 8 | m³/d
MARKET HARBOROUGH STW | S01HARRUBBKA | Direction | Live | No | TEDI-0172-2024 | Harboro' Rubber Company Limited (The) | Riverside | Market Harborough | Leicestershire |  |  | LE16 7PZ | 28/04/2025 | Used water comprising diluted waste parting fluid used in the processing of rubber components. | Harboro' Rubber Company Limited (The) | Riverside | Market Harborough | Leicestershire |  |  | LE16 7PZ | the parting tank at the end of the machinery | Riverside, Market Harborough | SP7435087900 | SP7439087850 | [54 empty] | 750 | mg/l | [54 empty] | 1 | l/s | [48 empty] | 10 | pH | 6 | pH | [18 empty] | 500 | mg/l | [16 empty] | 43 | °C | [8 empty] | 1 | m³/d | [14 empty] | 5 | mg/l
MARKET HARBOROUGH STW | S01MHCOOPVKA1 | Consent | Live | No | TECO-0215-2024 | Market Harborough Petrol Filling Station | Coventry Road | Market Harborough | Leicestershire |  |  | LE16 9BZ | 21/10/2024 | Used water, after passage via an interceptor, from the external washing of vehicles only. | Central England Co-operative Limited | Central House | Queen Street | Lichfield | Staffordshire |  | WS13 6QS | the manhole behind the shop | Coventry Road | SP7319587184 | SP7320087151 | [54 empty] | 2500 | mg/l | [54 empty] | 1 | l/s | [48 empty] | 11 | pH | 6 | pH | [18 empty] | 1000 | mg/l | [16 empty] | 43 | °C | [8 empty] | 10 | m³/d
MARKET RASEN STW | S01ACO73 KA | Direction | Live | No | ADY 322 | Duckworth Landrover | Racecourse Garage | Willingham Road | Market Rasen |  |  | LN8 3RE | 01/03/2014 | Used waters from the washing of vehicles. | Martin Duckworth Limited | Racecourse Garage | Willingham Road | Market Rasen | Lincolnshire |  | LN8 3RE | at the last plate manhole lid on interceptor | at Willingham Road | TF1199088835 | TF1199088779 | [54 empty] | 2500 | mg/l | [54 empty] | 0.5 | m³/hr | [36 empty] | 250 | mg/l | [10 empty] | 11 | pH | 6 | pH | [18 empty] | 1000 | mg/l | [8 empty] | 1000 | mg/l | [6 empty] | 45 | °C | [8 empty] | 2.5 | m³/d
MARKET RASEN STW | S01PLUCAS KA | Direction | Live | No | ADU 572 | Paul Lucas | Wolds Industrial Estate | Gallamore Lane | Market Rasen | Lincolnshire |  | LN8 3HZ | 01/05/2010 | Wastewater from the washing down of farm machinery. | Mr Paul G Lucas | Crowland House | No. 14 Caistor Road | Market Rasen | Lincolnshire |  | LN3 3JA | at the manhole on the last chamber of the interceptor, prior to discharging to the public foul sewer | at Gallamore Lane, Market Rasen | TF1038089570 | TF1038089550 | [54 empty] | 2000 | mg/l | [54 empty] | 0.5 | m³/hr | [36 empty] | 250 | mg/l | [10 empty] | 11 | pH | 6 | pH | [18 empty] | 1000 | mg/l | [8 empty] | 1000 | mg/l | [6 empty] | 45 | °C | [8 empty] | 1 | m³/d
MARKET RASEN STW | S01ACU141 KA | Direction | Live | No | TEDI-0018-2019 | Market Rasen Delivery Office | Gallamore Lane Industrial Estate | Gallamore Lane | Market Rasen | Lincolnshire |  | LN8 3HA | 04/04/2019 | Used water, after passage via a silt trap and full retention interceptor, from the external washing of vehicles only. | Royal Mail Group Limited | 100 Victoria Embankment | London |  |  |  | EC4Y 0HQ | the manhole after silt trap, prior to discharging to the public foul sewer | Gallamore Lane, Market Rasen | TF1025089490 | TF1023089540 | [54 empty] | 2500 | mg/l | [54 empty] | 0.035 | l/s | [48 empty] | 11 | pH | 6 | pH | [18 empty] | 1000 | mg/l | [16 empty] | 45 | °C | [8 empty] | 0.6 | m³/d
MARKET STAINTON STW | S01MSTSYNGKA1 | Consent | Live | No | ACZ 570 | Syngenta UK Ltd | Market Stainton | Market Rasen | Lincs |  |  | LN8 5LJ | 23/09/2016 | Used water from the following: i) Spent steeped maltings, ii)Spent starch/sugar solutions, iii) rinsewaters from laboratory equipment & utensils, iv) backwash from a demineralisation plant. | Syngenta UK Limited | Cpc4, Capital Park, | Fulbourn | Cambridge |  |  | CB21 5XE | at a gully outside the laboratory | at manhole 9000, Market Stainton | TF2278880051 | TF2290880065 | [54 empty] | 50000 | mg/l | [54 empty] | 1 | l/s | [48 empty] | 10 | pH | 6 | pH | [18 empty] | 1000 | mg/l | [16 empty] | 45 | °C | [8 empty] | 1 | m³/d
MARSTON MORETAINE STW | S01302EVANKA1 | Direction | Live | No | TEDI-0088-2021 | Evans & Son Butchers | Walnut Tree Farm | Upper Shelton Road | Marston Moretaine |  |  | MK43 0LU | 31/05/2021 | Used waters arising from abattoir and carcass washdown. | Mr A S Evans, Mr C P Evans, Mr P S Evans & Mrs A H Evans | t/a Evans & Son Butchers | Walnut Tree Farm | Upper Shelton Road | Marston Moretaine, Bedfordshire |  | MK43 0LU | the wash down area inside the building | Upper Shelton Road, Marston Moretaine, MH ref. 9403 | SP9889043400 | SP9890543414 | [54 empty] | 6000 | mg/l | [54 empty] | 0.3 | l/s | [36 empty] | 250 | mg/l | [10 empty] | 10 | pH | 6 | pH | [18 empty] | 1000 | mg/l | [16 empty] | 43 | °C | [8 empty] | 2 | m³/d
MARSTON STW (LINCS) | S01JBCGRANKA | Consent | Live | No | ACU 129 | Jacksons Building Centre | South Parade | Grantham | Lincolnshire |  |  | NG31 6DD | 16/10/2009 | Wastewater from the external powerwashing of returned hire equipment and vehicles after passage through a suitably sized and maintained silt trap & interceptor. | Grafton Merchanting GB Limited | Aquis Court | 31 Fishpool Street | St Albans | Hertfordshire |  | AL3 4RF | at a point after the interceptor prior to discharging to the public foul sewer | at South Parade, Grantham | SK9177034850 | SK9186034890 | [54 empty] | 2000 | mg/l | [54 empty] | 1 | m³/hr | [36 empty] | 250 | mg/l | [10 empty] | 11 | pH | 6 | pH | [18 empty] | 1000 | mg/l | [8 empty] | 1000 | mg/l | [6 empty] | 45 | °C | [8 empty] | 1 | m³/d
MARSTON STW (LINCS) | S01JEWSGRAKA | Consent | Live | No | ACS 66 | Jewson 728 | Wharf Road | Grantham | Lincolnshire |  |  | NG31 6BJ | 17/09/2007 | Wastewaters, after passage via a suitably sized and maintained interceptor, from the external washing of plant hire equipment. | Jewson Limited | Aldwych House | 81 Aldwych | London |  |  | WC2B 4HQ | at a point prior to discharge into the public foul sewer | at Wharf Road, Grantham | SK9127035410 | SK9127035500 | [54 empty] | 2000 | mg/l | [54 empty] | 0.15 | l/s | [36 empty] | 250 | mg/l | [10 empty] | 11 | pH | 6 | pH | [18 empty] | 1000 | mg/l | [8 empty] | 1000 | mg/l | [6 empty] | 45 | °C | [8 empty] | 0.5 | m³/d
MARSTON STW (LINCS) | S01NORTHGAKA | Consent | Live | No | ACX 25 | Northgate Vehicle Hire (East Midlands) Ltd | Occupation Lane | Grantham | Lincolnshire |  |  | NG32 2BP | 11/06/2012 | Wastewater from the washing of vehicles. | Northgate Vehicle Hire (East Midlands) Ltd | Norflex House | Allington Way | Darlington | Durham |  | DL1 4DY | at a point prior to the public foul sewer | at Occupation Road | SK8891039270 | SK8897039300 | [54 empty] | 2000 | mg/l | [54 empty] | 1 | m³/hr | [36 empty] | 250 | mg/l | [10 empty] | 11 | pH | 6 | pH | [18 empty] | 1000 | mg/l | [8 empty] | 1000 | mg/l | [6 empty] | 45 | °C | [8 empty] | 10 | m³/d
MARSTON STW (LINCS) | S01SKDCMHRKA | Consent | Live | No | ACZ 68 | South Kesteven District Council | Alexandra Road Depot | Mowbeck Way | Grantham | Lincolnshire |  | NG31 7AH | 08/07/2014 | Used water from washing of vehicles | South Kesteven District Council | St Peter's Hill | Grantham | Lincolnshire |  |  | NG31 6PZ | at a point after the interceptor, prior to discharging to the public foul sewer | at Alexandra Road | SK9090335344 | SK9090435321 | [54 empty] | 2500 | mg/l | [54 empty] | 1 | l/s | [36 empty] | 250 | mg/l | [10 empty] | 11 | pH | 6 | pH | [18 empty] | 1000 | mg/l | [8 empty] | 1000 | mg/l | [6 empty] | 45 | °C | [8 empty] | 2 | m³/d
MARSTON STW (LINCS) | S01BARKHCWKA | Consent | Live | No | ACZ 207 | BP Service Station | Scotts Garage | Honington Road | Barkston | Grantham |  | NG32 2NG | 11/02/2015 | Used waters from the external washing of vehicles. | Mr P Vaseeharan T/A BP Service Station | Scott Garage | Honington Road | Barkston, Grantham | Lincolnshire |  | NG32 2NG | at the outlet of the interceptor | at Honington Road | SK9365441646 | SK9306641609 | [54 empty] | 2500 | mg/l | [54 empty] | 1 | l/s | [48 empty] | 11 | pH | 6 | pH | [18 empty] | 1000 | mg/l | [8 empty] | 1000 | mg/l | [6 empty] | 45 | °C | [8 empty] | 4 | m³/d
MARSTON STW (LINCS) | S01BHMSERVKA | Consent | Live | No | ACZ 509 | BHM Services | 167 Queensway | Grantham | Lincolnshire |  |  | NG31 9RB | 15/06/2016 | Screened used waters from the cleaning of wheelie bins. | Mr Brian Coulson - T/A BHM Services | 167 Queensway | Grantham | Lincolnshire |  |  | NG31 9RB | at a point from the bulk container, prior to discharge to the public foul sewer | at Queensway | SK9314437071 | SK9315337087 | [54 empty] | 2000 | mg/l | [54 empty] | 3 | l/s | [48 empty] | 10 | pH | 6 | pH | [18 empty] | 1000 | mg/l | [16 empty] | 45 | °C | [8 empty] | 1 | m³/d
MARSTON STW (LINCS) | S01STLEOSSKA | Direction | Live | No | ADX 74 | Rontec Watford Ltd | 111 London Road | Grantham | Lincolnshire |  |  | NG31 6HS | 01/08/2012 | Wastewater, having passed through a triple stage interceptor, arising from the external washing of vehicles only. | Rontec Watford Limted | 54 Clarendon Road | Watford | Hertfordshire |  |  | WD17 1DU | at the discharge from the interceptor, prior to discharging to the public foul sewer | at Inner Street, Grantham | SK9176035120 | SK9179035130 | [54 empty] | 2500 | mg/l | [54 empty] | 1 | m³/hr | [36 empty] | 250 | mg/l | [10 empty] | 11 | pH | 6 | pH | [18 empty] | 1000 | mg/l | [8 empty] | 1000 | mg/l | [6 empty] | 45 | °C | [8 empty] | 10 | m³/d
MARSTON STW (LINCS) | S01SSGRNVWKA | Direction | Live | No | ADZ 278 | Sainsburys Petrol Filling Station | London Road | Grantham | Lincolnshire |  |  | NG31 6HJ | 01/06/2015 | Used water from the external washing of vehicles. | Sainsburys Supermarkets Ltd | 33 Holborn | London |  |  |  | EC1N 2HT | at a point prior to discharge into the sewer | at London Road, Grantham | SK9173135339 | SK9169235318 | [54 empty] | 2500 | mg/l | [54 empty] | 1 | l/s | [48 empty] | 11 | pH | 6 | pH | [18 empty] | 1000 | mg/l | [8 empty] | 1000 | mg/l | [6 empty] | 45 | °C | [8 empty] | 3 | m³/d
MARSTON STW (LINCS) | S01ROSSA1GKA | Direction | Live | No | ADW 104 | Aviagen Turkeys Ltd | Adjacent To College Farm | Great North Road | Grantham | Lincolnshire |  | NG32 2AB | 01/11/2011 | Wastewaster from the washdown of premises and equipment associated with the hatching of eggs, including the external washing of vehicles. | Aviagen Turkeys Limited | Chowley Five | Chowley Oak Business Park | Tattenhall | Cheshire |  | CH3 9GA | at the inspection chamber in grassed area, prior to discharge to the public foul sewer. | at the Service Station P.S at A1 Triangle | SK8900040000 | SK8895039886 | [54 empty] | 3000 | mg/l | [54 empty] | 4 | l/s | [36 empty] | 250 | mg/l | [10 empty] | 10 | pH | 6 | pH | [18 empty] | 1000 | mg/l | [8 empty] | 1000 | mg/l | [6 empty] | 45 | °C | [8 empty] | 10 | m³/d
MARSTON STW (LINCS) | S01BRAKESGKA | Direction | Live | No | ADT 112 | Brake Bros. Limited | Palmer Road | Gonerby Moor | Grantham | Lincolnshire |  | NG32 2BW | 08/07/2008 | Waste waters from the washing of the interior and exterior of vehicles used to transport food, plus floor washings from the warehouse | Brake Bros. Limited | Enterprise House | Eureka Business Park | Ashford | Kent |  | TN25 4AG | ata point after the Jet Wash and prior to discharging to the public foul sewer | Gonerby Moor Pumping Station | SK8864039220 | SK8893039880 | [54 empty] | 3000 | mg/l | [54 empty] | 1.25 | m³/hr | [36 empty] | 250 | mg/l | [10 empty] | 10 | pH | 6 | pH | [18 empty] | 1000 | mg/l | [8 empty] | 1000 | mg/l | [6 empty] | 45 | °C | [8 empty] | 30 | m³/d
MARSTON STW (LINCS) | S01SMOIRONKA | Direction | Live | No | ADU 404 | The Smoothing Iron | 18 Park Road | Grantham | Lincolnshire |  |  | NG31 8BY | 01/02/2010 | Wastewaters arising from the laundering of domestic items. | Mr Malcolm Selby T/A The Smoothing Iron | 18 Park Road | Grantham | Lincolnshire |  |  | NG31 8BY | at the discharge from the washing machine | at Park Road, Grantham | SK9152036320 | SK9152036330 | [54 empty] | 2000 | mg/l | [54 empty] | 1 | m³/hr | [36 empty] | 100 | mg/l | [10 empty] | 11 | pH | 6 | pH | [18 empty] | 1000 | mg/l | [8 empty] | 1000 | mg/l | [6 empty] | 45 | °C | [8 empty] | 1 | m³/d
MARSTON STW (LINCS) | S01MEERES KA | Direction | Live | No | ADZ 725 | Grantham Meres Leisure Centre | The Meres Leisure Centre | Trent Road | Grantham |  |  | NG31 7XQ | 01/10/2016 | Used water from the swimming pool filter back wash, and the periodic drain-down of pool contents. | South Kesteven District Council | Council Offices | St Peter's Hill | Grantham | Lincolnshire |  | NG31 6PZ | at a point of discharge to the public foul sewer | at Trent Road, Gratham | SK8980035500 | SK8963035210 | [54 empty] | 1000 | mg/l | [10 empty] | 5 | mg/l | [42 empty] | 1 | l/s | [48 empty] | 10 | pH | 6 | pH | [18 empty] | 1000 | mg/l | [16 empty] | 45 | °C | [8 empty] | 35 | m³/d
MARSTON STW (LINCS) | S01376 KA | Direction | Live | No | ADZ 718 | Hand Car Wash | Archways Filling Station | Harlaxton Road | Grantham |  |  | NG31 7AB | 01/10/2016 | Used waters from the external washing of vehicles, after passing through an interceptor. | Salih Tariq Mohammed - T/A Hand Car Wash | 7 Alder Walk | Derby |  |  |  | DE23 8ED | at a point after the interceptor, prior to discharge to the public foul sewer | at a land rear of the garage between Alexandra Road & Old Wharf Road | SK9107135433 | SK9104935441 | [54 empty] | 2500 | mg/l | [54 empty] | 1 | l/s | [48 empty] | 11 | pH | 6 | pH | [18 empty] | 1000 | mg/l | [16 empty] | 45 | °C | [8 empty] | 8 | m³/d
MARSTON STW (LINCS) | S01ANDUFFGKA | Direction | Live | No | ADW 272 | ARC Car Wash | Adj To 67 Harlaxton Road | Grantham | Lincolnshire |  |  | NG31 7AE | 01/05/2012 | Wastewaters arising from an automatic car wash only. | Anduff Car Wash Limited | 35 - 37 Amersham Hill | High Wycombe | Buckinghamshire |  |  | HP13 6RZ | at a point of discharge to the public foul sewer. | at Harlaxton Road, Grantham | SK9108035420 | SK9108035420 | [54 empty] | 2500 | mg/l | [54 empty] | 3.5 | m³/hr | [36 empty] | 250 | mg/l | [10 empty] | 11 | pH | 6 | pH | [18 empty] | 1000 | mg/l | [8 empty] | 1000 | mg/l | [6 empty] | 45 | °C | [8 empty] | 10 | m³/d
MARSTON STW (LINCS) | S01OCEANSGKA | Direction | Live | No | ADY 20 | Oceans Health & Fitness | Kempton Way | Dysart Road | Grantham |  |  | NG31 7LE | 01/07/2013 | Wastewater arising from (i) the filter backwashing process, and (ii) the periodic drain-down of swimming pool contents. | RJE Leisure Limited | 5 Church Lane | Ropsley | Grantham | Lincolnshire |  | NG33 4DA | at a point prior to discharge into the public foul sewer. | at Dysart Road, Grantham | SK9063035600 | SK9067035640 | [54 empty] | 1000 | mg/l | [10 empty] | 5 | mg/l | [42 empty] | 12.5 | l/s | [36 empty] | 250 | mg/l | [10 empty] | 10 | pH | 6 | pH | [18 empty] | 1000 | mg/l | [8 empty] | 1000 | mg/l | [6 empty] | 45 | °C | [8 empty] | 5 | m³/d
MARSTON STW (LINCS) | S01CARWASHKA | Direction | Live | No | ADY 215 | Soapy Joes Hand Car Wash | London Road Industrial Estate | Grantham | Lincolnshire |  |  | PE11 2TA | 01/01/2014 | Used water arising from the external washing of vehicles only. | Mr Salih Tariq - T/A Soapy Joes Hand Car Wash | 29 Sutherland Road | Derby |  |  |  | DE23 8RX | at a point prior to discharging to the public foul sewer | at London Road, Grantham | SK9150035800 | SK9177035170 | [54 empty] | 2500 | mg/l | [54 empty] | 1 | m³/hr | [36 empty] | 250 | mg/l | [10 empty] | 11 | pH | 6 | pH | [18 empty] | 1000 | mg/l | [8 empty] | 1000 | mg/l | [6 empty] | 45 | °C | [8 empty] | 6 | m³/d
MARSTON STW (LINCS) | S01HAMPSONKA | Direction | Live | No | ADY 23 | Grantham Car Shop | Harlaxton Road | Grantham | Lincolnshire |  |  | NG31 7AE | 01/07/2013 | Wastewaters, after passage via an interceptor, arising from the external washing of vehicles only. | Grantham Car Shop LLP | 3 Castlegate | Grantham | Lincolnshire |  |  | NG31 6SF | at the discharge from the interceptor, prior to discharging into the public foul sewer | at Harlaxton Road, Grantham | SK9034034240 | SK9018034290 | [54 empty] | 2500 | mg/l | [54 empty] | 2 | m³/hr | [36 empty] | 250 | mg/l | [10 empty] | 11 | pH | 6 | pH | [18 empty] | 1000 | mg/l | [8 empty] | 1000 | mg/l | [6 empty] | 45 | °C | [8 empty] | 10 | m³/d
MARSTON STW (LINCS) | S01222 KA | Direction | Live | No | ADY 33 | Grantham Launderette | 2 Michelan House | Guildhall Street | Grantham | Lincolnshire |  | NG31 6NJ | 01/08/2013 | Wastewaters arising from the laundering of domestics items only. | Mrs Sally McCann - t/a Grantham Launderette | 4 Ripon Close | Grantham | Lincolnshire |  |  | NG31 8PJ | at a point prior to discharge into the public foul sewer | at Guildhall Street, Grantham | SK9135057640 | SK9134057730 | [54 empty] | 2000 | mg/l | [54 empty] | 2 | m³/hr | [36 empty] | 100 | mg/l | [10 empty] | 11 | pH | 6 | pH | [18 empty] | 1000 | mg/l | [8 empty] | 1000 | mg/l | [6 empty] | 45 | °C | [8 empty] | 10 | m³/d
MARSTON STW (LINCS) | S01COLAS KA | Direction | Live | No | ADT 474 | Colas Ltd | Dysart Road | Grantham | Lincolnshire |  |  | NG31 7LG | 01/08/2009 | Wastewaters arising from the external washing of commercial vehicles, after passage through a suitably sized and maintained interceptor | Colas Limited | Rowfant | Crawley | West Sussex |  |  | RH10 4NF | at a point after the interceptor and prior to discharging to the public foul sewer | Dysart Road, Grantham | SK9081035570 | SK9084035680 | [54 empty] | 3000 | mg/l | [54 empty] | 1 | m³/hr | [36 empty] | 250 | mg/l | [10 empty] | 11 | pH | 6 | pH | [18 empty] | 1000 | mg/l | [8 empty] | 1000 | mg/l | [6 empty] | 45 | °C | [8 empty] | 4 | m³/d
MARSTON STW (LINCS) | S01MARVOLVKA | Consent | Live | No | ACZ 343 | Marshall of Grantham (Volvo) | Spittlegate Level | Grantham | Lincolnshire |  |  | NG31 7UH | 19/08/2015 | Used water from the external washing of vehicles. | Marshall Motor Group | Airport House | The Airport | Newmarket Road | Cambridge |  | CB5 8RY | at the manhole after the inteceptor, prior to discharge to the public foul sewer | at Spittlegate Level | SK9200133288 | SK9204433295 | [54 empty] | 2500 | mg/l | [54 empty] | 0.3 | l/s | [48 empty] | 11 | pH | 6 | pH | [18 empty] | 1000 | mg/l | [16 empty] | 45 | °C | [8 empty] | 2 | m³/d
MARSTON STW (LINCS) | S0129 KA | Direction | Live | No | ADZ 663 | Muller Milk & Ingredients | Inner Street | Grantham | Lincolnshire |  |  | NG31 6HN | 01/08/2016 | Used waters from the external washing of commercial vehicles only associated with the dairy distribution operation. | Muller UK & Ireland Group LLP | Tern Valley Business Park | Shrewsbury Road | Shropshire |  |  | TF9 3SQ | at the point of discharge from the vehicle wash | at London Road, Grantham | SK9200034950 | SK9192034950 | [54 empty] | 2500 | mg/l | [54 empty] | 0.14 | l/s | [48 empty] | 11 | pH | 6 | pH | [18 empty] | 1000 | mg/l | [16 empty] | 45 | °C | [8 empty] | 1.5 | m³/d
MARSTON STW (LINCS) | S01BELWEBSKA | Direction | Live | No | ADY 373 | Bell & Webster Concrete | Alma Park Road | Grantham | Lincolnshire |  |  | NG31 9SE | 01/05/2014 | Pre-settled washout wastewater from ready mix concrete lorries. | F P McCann Limited T/A Bell & Webster Concrete | Knockloughrim Quarry | Magherafelt | Co Lounderry |  |  | BT45 8QA | at the discharge from the 'Silt Buster' silt trap prior to discharging to the public foul sewer | at Alma Park Road, Grantham | SK9388037180 | SK9384037150 | [54 empty] | 2000 | mg/l | [54 empty] | 2 | m³/hr | [36 empty] | 250 | mg/l | [10 empty] | 12.5 | pH | 6 | pH | [18 empty] | 1000 | mg/l | [8 empty] | 1000 | mg/l | [6 empty] | 45 | °C | [8 empty] | 10 | m³/d
MARSTON STW (LINCS) | S01TARMACGKA1 | Consent | Live | No | ACZ 631 | Tarmac Trading Limited | Grantham Concrete Plant | Alma Park Road | Grantham |  |  | NG31 9SE | 12/01/2017 | Used water from the production of cement, storage of aggregates having passed through an interceptor. | Tarmac Trading limited | Portland House | Bickenhill Lane | Solihull | Birmingham |  | B37 7BQ | at the discharge wedge pit | at Alm Park Park | SK9374537107 | SK9384937122 | [54 empty] | 2000 | mg/l | [54 empty] | 2.5 | l/s | [48 empty] | 12.5 | pH | 6 | pH | [18 empty] | 1000 | mg/l | [16 empty] | 45 | °C | [8 empty] | 10 | m³/d
MARSTON STW (LINCS) | S01TREASURKA | Direction | Live | No | TEDI-0175-2019 | Treasure Transport Services Ltd | Treasure Transport Services | Triangle Park | Gonerby Moor, Grantham |  |  | NG32 2BP | 06/02/2020 | Used water arising from (i) the internal washing of tankers containing residual quantities of beer, milk & other food products, and (ii) the external cleaning of vehicles. | Treasure Transport Services Ltd | Treasure Transport Services | Triangle Park | Gonerby Moor | Grantham, Lincolnshire |  | NG32 2BP | the manhole cover under access gate, prior to discharging to the public foul sewer | Occupation Lane, Grantham | SK8890039200 | SK8866038940 | [54 empty] | 7500 | mg/l | [54 empty] | 2.5 | l/s | [36 empty] | 250 | mg/l | [10 empty] | 10 | pH | 6 | pH | [8 empty] | 20 | mg/l | [8 empty] | 1000 | mg/l | [16 empty] | 45 | °C | [8 empty] | 15 | m³/d
MARSTON STW (LINCS) | S01MACFARLKA | Direction | Live | No | TEDI-0065-2020 | Macfarlane Packaging | Alma Park Road | Alma Park Industrial Estate | Grantham | Lincolnshire |  | NG31 9SE | 26/10/2020 | Used water from the washdown of printing machine. | Macfarlane Group PLC | 3 Park Gardens | Glasgow | Scotland |  |  | G3 7YE | a point prior to discharge into the public foul sewer | Alma Park Road, Grantham | SK9382036930 | SK9381036940 | [54 empty] | 2500 | mg/l | [16 empty] | 1.5 | mg/l | [36 empty] | 1 | l/s | [36 empty] | 250 | mg/l | [10 empty] | 10 | pH | 6 | pH | [18 empty] | 1000 | mg/l | [16 empty] | 43 | °C | [8 empty] | 2.5 | m³/d | [14 empty] | 2.5 | mg/l
MARSTON STW (LINCS) | S01CEMGRANKA | Direction | Live | No | TEDI-0034-2020 | Cemex UK Operations Limited | 15 Rushton Road | Alma Park Industrial Estate | Grantham | Lincolnshire |  | NG31 9SX | 25/04/2020 | Used water from the production of cement. | Cemex UK Operations Limited | Cemex House | Evreux Way | Rugby | Warwickshire |  | CV21 2DT | a point after the reclaimer unit | Rushton Road | SK9369037180 | SK9368037190 | [54 empty] | 2000 | mg/l | [54 empty] | 5 | l/s | [48 empty] | 12 | pH | 6 | pH | [18 empty] | 1000 | mg/l | [16 empty] | 45 | °C | [8 empty] | 8 | m³/d
MARSTON STW (LINCS) | S01VACULUGKA | Direction | Live | No | TEDI-0127-2020 | Vaculug Limited | Gonerby Road | Gonerby Hill Foot | Grantham | Lincolnshire |  | NG31 8HE | 04/03/2021 | Used water arising from the production of tyres. | Vaculug Limited | Gonerby Road | Gonerby Hill Foot | Grantham | Lincolnshire |  | NG31 8HE | the discharge from the used water collection tank, prior to discharging to the public foul sewer | Gonerby Road, Grantham | SK9032037470 | SK9029074330 | [54 empty] | 700 | mg/l |  |  |  |  | 2000 | mg/l | [48 empty] | 2 | l/s | [36 empty] | 100 | mg/l | [10 empty] | 12.5 | pH | 6 | pH | [18 empty] | 500 | mg/l | [8 empty] | 1000 | mg/l | [6 empty] | 43 | °C | [8 empty] | 5 | m³/d | [14 empty] | 3 | mg/l
MARSTON STW (LINCS) | S01378 KA | Direction | Live | No | TEDI-0158-2020 | Moy Park Limited | Gonerby Hill Foot | Grantham | Lincolnshire |  |  | NG31 8HZ | 25/03/2021 | Treated used water generated during humidity cooking of meat and associated sanitation process. | Moy Park Limited | The Food Park | 39 Seagoe Industrial Estate | Craigavon |  |  | BT63 5QE | the chamber with flume located on gravel area to right of security house | Gonerby Road | SK9081036950 | SK9087036900 | [54 empty] | 2000 | mg/l | [54 empty] | 22.2 | l/s | [36 empty] | 100 | mg/l | [10 empty] | 10 | pH | 6 | pH | [18 empty] | 1000 | mg/l | [8 empty] | 1000 | mg/l | [6 empty] | 43 | °C | [8 empty] | 1000 | m³/d
MARSTON STW (LINCS) | S01LCCHWRCKA | Direction | Live | No | TEDI-0178-2020 | Lincolnshire County Council | Mowbeck Way | Alexandra Road | Grantham |  |  | NG31 7AH | 12/04/2021 | Leachate from green waste containers. | Lincolnshire County Council | County Offices | Newland | Lincoln |  |  | LN1 1YL | the chamber after Stormceptor, prior to entering the public foul sewer | Mowbeck Way | SK9085435294 | SK9089735312 | [54 empty] | 250 | mg/l | [54 empty] | 1.5 | l/s | [48 empty] | 10 | pH | 6 | pH | [18 empty] | 250 | mg/l | [16 empty] | 43 | °C | [8 empty] | 1 | m³/d
MARSTON STW (LINCS) | S01BREWSTRKA | Direction | Live | No | TEDI-0013-2021 | Brewster's Brewery | 5 Burnside Industrial Estate | Turnpike Close | Grantham | Lincolnshire |  | NG31 7XU | 05/04/2021 | Used water from the cleansing of vessels & pipework associated with the brewing of beers, including cask washing. | Brewster's Brewing Company Limited | The Hollies | Main Street | Woolsthorpe | Grantham | Lincolnshire | NG32 1LT | the bunded drainage area, prior to discharging to the public foul sewer | Burnside Industrial Estate | SK8975034430 | SK8978034380 | [54 empty] | 8000 | mg/l | [54 empty] | 2 | l/s | [48 empty] | 10 | pH | 6 | pH | [18 empty] | 250 | mg/l | [16 empty] | 43 | °C | [8 empty] | 3.5 | m³/d
MARSTON STW (LINCS) | S01ATCMARSKA | Direction | Live | No | TEDI-0151-2022 | Autocraft Drivetrain Solutions Limited | Main Road | Belton, Grantham | Lincolnshire |  |  | NG32 2LY | 19/10/2022 | Used water from high pressure cleaning of engine parts for remanufacture. | Autocraft Drivetrain Solutions Limited | Main Road | Belton, Grantham | Lincolnshire |  |  | NG32 2LY | the last chamber of the interceptor | Green Lane | SK9336740343 | SK9305540305 | [54 empty] | 1500 | mg/l | [54 empty] | 0.7 | l/s | [36 empty] | 250 | mg/l | [10 empty] | 10 | pH | 6 | pH | [18 empty] | 250 | mg/l | [16 empty] | 43 | °C | [8 empty] | 10 | m³/d
MARSTON STW (LINCS) | S01MARVEOLKA | Consent | Live | No | TECO-0115-2022 | Veolia ES (UK) Ltd | Grantham Waste Transfer Station | Tollemach Road South | Grantham | Lincolnshire |  | NG31 7UH | 01/09/2022 | Used water arising from potential contaminated run off from domestic waste storage areas and vehicle washing. | Veolia ES (UK) Limited | 210 Pentonville Road | London | United Kingdom |  |  | N1 9JY | the chamber prior to discharge into the public foul sewer | Tollemach Road (South) | SK9180033255 | SK9180233245 | [54 empty] | 2500 | mg/l | [54 empty] | 1 | l/s | [48 empty] | 10 | pH | 6 | pH | [18 empty] | 1000 | mg/l | [16 empty] | 43 | °C | [8 empty] | 1 | m³/d
MARSTON STW (LINCS) | S01WPDMARSKA | Direction | Live | No | TEDI-0004-2023 | National Grid Electricity Distribution Grantham | Isaac Newton Way | Alma Park Industrial Estate | Grantham, Lincolnshire |  |  | NG31 9SD | 06/06/2023 | Used waters arising from the external washing of vehicles. | National Grid Electricity Distribution (East Midlands) PLC | Avonbank | Feeder Road | Bristol |  |  | BS2 0TB | the point prior to discharge from the interceptor situated next to the jet wash area | Isaac Newton Way, Grantham | SK9402036880 | SK9396036900 | [54 empty] | 2000 | mg/l | [54 empty] | 1 | l/s | [36 empty] | 250 | mg/l | [10 empty] | 11 | pH | 6 | pH | [18 empty] | 1000 | mg/l | [8 empty] | 1000 | mg/l | [6 empty] | 43 | °C | [8 empty] | 4 | m³/d
MARSTON STW (LINCS) | S01BREEDAGKA | Direction | Live | No | TEDI-0197-2023 | Breedon Trading Limited | Grantham Concrete Plant | 33 Dysart Road | Grantham | Lincolnshire |  | NG31 7LE | 15/12/2023 | Used water after passage via an interceptor, from the production of cement. | Breedon Trading Limited | Pinnacle House | Breedon Quarry | Breedon On The Hill, | Derby, England |  | DE73 8AP | a point after the interceptor prior to connection to the public foul sewer | Dysart Road, Grantham. MH 8601 | SK9075935519 | SK9084235680 | [54 empty] | 2000 | mg/l | [54 empty] | 1 | l/s | [48 empty] | 12 | pH | 6 | pH | [18 empty] | 1000 | mg/l | [16 empty] | 43 | °C | [8 empty] | 10 | m³/d
MARSTON STW (LINCS) | S01BRONZEGKA | Direction | Live | No | TEDI-0218-2023 | Architectural Bronze Ltd | 34 Woodland Drive | Alma Park Industrial Estate | Grantham | Lincolnshire |  | NG31 9SR | 14/02/2024 | Used water from the plating of architectural window frames. | Architectural Bronze Limited | C/O Belton Park | Londonthorpe Road | Grantham | Lincolnshire |  | NG31 9SJ | the sampling hatch in decking, prior to entry into the sewer | Woodland Drive | SK9401037372 | SK9385337395 | [54 empty] | 500 | mg/l | [16 empty] | 3 | mg/l | [36 empty] | 2 | l/s | [48 empty] | 10 | pH | 6 | pH | [18 empty] | 250 | mg/l | [16 empty] | 43 | °C | [8 empty] | 3 | m³/d | [14 empty] | 5 | mg/l
MARSTON STW (LINCS) | S01ENTERPRKA1 | Consent | Live | No | TECO-0033-2024 | Enterprise Rent-A-Car UK Limited | Unit 1, 2-4 Harlaxton Road | Grantham | Lincolnshire |  |  | NG31 7AD | 20/03/2024 | Used water, after passage via an interceptor and silt trap, from the external washing of vehicles only. | Enterprise Rent-A-Car UK Limited | Enterprise House | Melbourne Park | Vicarage Road | Egham, England |  | TW20 9FB | a point after the silt trap and interceptor | a point on old wharf road before MH 0501 | SK9108235477 | SK9107635489 | [54 empty] | 2500 | mg/l | [54 empty] | 0.125 | l/s | [48 empty] | 11 | pH | 6 | pH | [18 empty] | 1000 | mg/l | [16 empty] | 43 | °C | [8 empty] | 1.5 | m³/d
MARSTON STW (LINCS) | S01MARFIREKA1 | Consent | Live | No | TECO-0063-2024 | Grantham Fire Station | Harlaxton Road | Grantham |  |  |  | NG31 7JX | 09/05/2024 | Used waters arising from firefighter training exercises involving the use of foam (Lincolnshire Fire & Rescue shall provide at least seven days notice to AW of intention to make a discharge). | Lincolnshire Fire & Rescue | Fire & Police Headquarters | Deepdale Lane, Nettleham | Lincoln | Lincolnshire |  | LN2 2LT | the rear of the fire station | Mow Beck | SK9061634500 | SK9061034512 | [54 empty] | 2500 | mg/l | [54 empty] | 1 | l/s | [48 empty] | 10 | pH | 6 | pH | [18 empty] | 1000 | mg/l | [16 empty] | 43 | °C | [8 empty] | 2.5 | m³/d
MARSTON STW (LINCS) | S01HOLSCOTKA | Direction | Live | No | TEDI-0100-2024 | Holscot Advanced Polymers Limited | Alma Park Road | Alma Park Industrial Estate | Grantham | Lincolnshire |  | NG31 9SE | 24/09/2024 | Used waters consisting of pre-treated dilute naphthalene based chemical etchant and detergents. | Holscot Advanced Polymers Limited | 5 Prospect Place | Millennium Way | Pride Park | Derby | Derbyshire | DE24 8HG | the point of discharge to the gully prior to entering the sewage network | Alma Park Road, Grantham | SK9390037440 | SK9386037430 | [54 empty] | 10000 | mg/l | [54 empty] | 1 | l/s | [48 empty] | 10 | pH | 6 | pH | [18 empty] | 250 | mg/l | [16 empty] | 43 | °C | [8 empty] | 0.5 | m³/d
MARSTON STW (LINCS) | S01YANICARKA1 | Consent | Live | No | TECO-0253-2024 | Yanis Hand Carwash Always Shine Away | Gonerby Moor | Grantham | Lincolnshire | England |  | NG32 2AB | 26/11/2024 | Used water from the external washing and jetting of vehicles. | Elias Carwash Ltd T/A Yanis Hand Carwash Always Shine Away | Flat 5 | 64 Castlegate | Grantham | Lincolnshire | England | NG31 6SJ | a point prior to discharge into the public foul sewer | Downtown Shopping Centre, Occupation Road | SK8894239431 | SK8887239460 | [54 empty] | 2500 | mg/l | [54 empty] | 1 | l/s | [48 empty] | 11 | pH | 6 | pH | [18 empty] | 1000 | mg/l | [16 empty] | 43 | °C | [8 empty] | 5 | m³/d
MARSTON STW (LINCS) | S01VALEGRDKA | Direction | Live | No | TEDI-0115-2025 | Vale Garden Houses Limited | Belton Park | Londonthorpe | Grantham | Lincolnshire |  | NG31 9SJ | 25/09/2025 | Used waters arising from acid etching and bronze treatment processes associated with the manufacture of conservatories. | Vale Garden Houses Limited | Belton Park | Londonthorpe | Grantham | Lincolnshire |  | NG31 9SJ | the manhole after the settlement process, prior to discharge to the public foul sewer | Betton Lane, Grantham | SK9321037570 | SK9320037530 | [54 empty] | 200 | mg/l | [12 empty] | 3.5 | mg/l | [40 empty] | 1 | l/s | [48 empty] | 10 | pH | 6 | pH | [8 empty] | 35 | mg/l | [8 empty] | 200 | mg/l | [16 empty] | 43 | °C | [8 empty] | 8 | m³/d
MARSTON STW (LINCS) | S01BGBENGIKA | Direction | Live | No | TEDI-0117-2025 | BGB Engineering Limited | Dysart Road | Grantham | Lincolnshire |  |  | NG31 7NB | 13/10/2025 | Used water from the washing of floors, component parts and the rinsing of electroplated components. | BGB Engineering Limited | Dysart Road | Grantham | Lincolnshire |  |  | NG31 7NB | a point prior to discharge into the public foul sewer | Dysart Road | SK8926035500 | SK8926035500 | [54 empty] | 1000 | mg/l | [16 empty] | 3 | mg/l | [36 empty] | 0.2 | l/s | [20 empty] | 0.01 | mg/l | [26 empty] | 10 | pH | 6 | pH | [14 empty] | 2 | mg/l |  |  | 500 | mg/l | [16 empty] | 43 | °C | [8 empty] | 0.25 | m³/d | [14 empty] | 5 | mg/l
MARSTON STW (LINCS) | S01CHANDOGKA2 | Consent | Live | No | TECO-0157-2025 | WCF Chandlers | Warren Way, Alma Park | Grantham | Lincolnshire |  |  | NG31 9SE | 12/08/2025 | Used water, after passage via an interceptor, from the external washing of vehicles only. | WCF Limited T/A WCF Chandlers | Crawhall | Brampton | Cumbria |  |  | CA8 1TN | the manhole after the interceptor, prior to discharge to the public foul sewer | Warren Way, Grantham, MH 7301 | SK9376037370 | SK9380237340 | [54 empty] | 2500 | mg/l | [54 empty] | 1 | l/s | [48 empty] | 11 | pH | 6 | pH | [18 empty] | 1000 | mg/l | [16 empty] | 43 | °C | [8 empty] | 1 | m³/d
MARSTON STW (LINCS) | S01DOM0024KA1 | Consent | Live | No | TECO-0181-2025 | Poseidon Wheelie Bin Cleaning Limited | 53 New Beacon Road | Grantham | Lincolnshire |  |  | NG31 9JS | 26/09/2025 | Screened used water from the cleaning of wheelie bins (by a high pressure wash). | Poseidon Wheelie Bin Cleaning Limited | 53 New Beacon Road | Grantham | Lincolnshire |  |  | NG31 9JS | the manhole on the property, prior to discharge to the public foul sewer | New Beacon Road, Grantham, NG31 9JS, Manhole MH 3201 | SK9234936192 | SK9236236200 | [54 empty] | 2000 | mg/l | [54 empty] | 0.3 | l/s | [48 empty] | 10 | pH | 6 | pH | [18 empty] | 1000 | mg/l | [16 empty] | 43 | °C | [8 empty] | 0.5 | m³/d
MARSTON STW (LINCS) | S01CPA KA | Direction | Live | No | TEDI-0126-2025 | C.P.A. Services | Units 4 & 5, Site 4 | Alma Park Industrial Estate | Grantham, Lincolnshire |  |  | NG31 9SE | 26/12/2025 | Used water from the repair and flushing of automotive radiators. | C.P.A. Services Limited | Units 4 & 5, Site 4 | Alma Park Industrial Estate | Grantham, Lincolnshire |  |  | NG31 9SE | a point prior to discharge into the public foul sewer | Alma Park Road | SK9383037380 | SK9385037400 | [54 empty] | 500 | mg/l | [16 empty] | 2 | mg/l | [36 empty] | 1 | l/s | [10 empty] | 2 | mg/l | [36 empty] | 10 | pH | 6 | pH | [18 empty] | 250 | mg/l | [16 empty] | 43 | °C | [8 empty] | 2 | m³/d | [14 empty] | 5 | mg/l
MARSTON STW (LINCS) | S01ASHBONSKA | Direction | Live | No | TEDI-0174-2025 | Johnsons Hotel, Restaurant & Catering Linen | Units 2 - 7 | Alma Park Road | Grantham | Lincolnshire |  | NG31 9SE | 05/01/2026 | Used water arising from a commercial laundry. | Johnsons Textile Services Limited T/A Johnsons Hotel, Restaurant & Catering Linen | Johnson House | Abbots Park | Monks Way | Preston Brook | Cheshire | WA7 3GH | the manhole prior to discharging to the public foul sewer | Alma Park Road, Grantham | SK9382037250 | SK9383037220 | [54 empty] | 3500 | mg/l | [54 empty] | 7 | l/s | [48 empty] | 11 | pH | 6 | pH | [8 empty] | 14 | mg/l | [8 empty] | 550 | mg/l | [16 empty] | 43 | °C | [8 empty] | 400 | m³/d
MELBOURN STW | S0154INTERKA1 | Consent | Live | No | TECO-0170-2020 | Intertek Melbourn | Saxon Way | Melbourn | Royston | Hertfordshire |  | SG8 6DN | 01/03/2021 | Used water arising from the washing and rinsing of laboratory glassware. | Melbourn Scientific Limited | Saxon Way | Melbourn | Royston | Hertfordshire |  | SG8 6DN | the sampling butt in front of the building | Back Lane, Melbourn | TL3825543954 | TL3820444049 | [54 empty] | 2000 | mg/l | [54 empty] | 1 | l/s | [48 empty] | 10 | pH | 6 | pH | [18 empty] | 1000 | mg/l | [16 empty] | 43 | °C | [8 empty] | 1.2 | m³/d
MELBOURN STW | S0154LEECHKA | Direction | Live | No | TEDI-0256-2021 | C A Leech & Son | 1 - 5 Station Road | Melbourn | Royston | Cambridgeshire |  | SG8 6DX | 11/01/2022 | Used waters arising from the slaughtering of animals and the preparation of meat. | C A Leech & Son | 1 - 5 Station Road | Melbourn | Royston | Cambridgeshire |  | SG8 6DX | the inspection chamber situated in the yard at the rear of the shop prior to discharge into the public foul sewer | High Street, Melbourn | TL3821644730 | TL3825044760 | [54 empty] | 6000 | mg/l | [54 empty] | 0.3 | l/s | [48 empty] | 10 | pH | 6 | pH | [18 empty] | 1000 | mg/l | [16 empty] | 43 | °C | [8 empty] | 4.2 | m³/d
MELBOURN STW | S0154MCICAKA | Direction | Live | No | TEDI-0058-2022 | MCI Precision Screens Limited | Saxon Way Industrial Estate | Melbourn, Royston, Hertfordshire |  |  |  | SG8 6DN | 02/10/2023 | Used water from the rinsing of silk screens used in the manufacture of printed circuit boards and other electronic components. | MCI Precision Screens Limited | Saxon Way Industrial Estate | Melbourn, Royston, Hertfordshire |  |  |  | SG8 6DN | the sink within the production room | Back Lane, Melbourn | TL3818843911 | TL3813144012 | [54 empty] | 2000 | mg/l | [16 empty] | 3 | mg/l | [36 empty] | 0.3 | l/s | [48 empty] | 10 | pH | 6 | pH | [18 empty] | 500 | mg/l | [16 empty] | 43 | °C | [8 empty] | 0.5 | m³/d
MELBOURN STW | S0154MESCIKA | Direction | Live | No | TEDI-0334-2022 | Melbourn Scientific Limited | Saxon Way | Melbourn | Royston | Hertfordshire |  | SG8 6DN | 06/04/2023 | Used water from a laboratory carrying out analytical work primarily associated with the pharmaceutical industry. | Melbourn Scientific Limited | Saxon Way | Melbourn | Royston | Hertfordshire |  | SG8 6DN | the sampling butt in the service yard | Back Lane, Melbourn | TL3821043990 | TL3821044050 | [54 empty] | 2000 | mg/l | [54 empty] | 0.3 | l/s | [48 empty] | 10 | pH | 6 | pH | [18 empty] | 400 | mg/l | [16 empty] | 43 | °C | [8 empty] | 3 | m³/d
MELBOURN STW | S0154ARRAYKA | Direction | Live | No | TEDI-0123-2023 | PA Consulting Group | Cambridge Technology Centre, Back Lane | Melbourn | Cambridgeshire |  |  | SG8 6DP | 15/02/2024 | Used waters from a laboratory used for small scale and non-routine research to include that involved with biomedical or pharmaceutical activities. | P A Consulting Services Limited | 10 Bressenden Place | London |  |  |  | SW1E 5WN | the sink in the research and development laboratory | Back Lane, Melbourn | TL3820043900 | TL3820043900 | [54 empty] | 1000 | mg/l | [54 empty] | 0.3 | l/s | [48 empty] | 10 | pH | 6 | pH | [18 empty] | 400 | mg/l | [16 empty] | 43 | °C | [8 empty] | 0.5 | m³/d
MELBOURN STW | S01MELBTTPKA0 | Consent | Live | No | TECO-0301-2024 | TTP PLC | TTP Campus, Cambridge Road | Melbourn, Cambridgeshire |  |  |  | SG8 6HQ | 13/02/2025 | Used waters from general laboratory work including biomedical research and project work. | TTP PLC | TTP Campus, Cambridge Road | Melbourn, Cambridgeshire |  |  |  | SG8 6HQ | the pump station inspection chamber in front of the "Tech Barn" | Moor Lane Pumping station | TL3860745587 | TL3856745259 | [54 empty] | 5000 | mg/l | [54 empty] | 3.8 | l/s | [48 empty] | 10 | pH | 6 | pH | [8 empty] | 500 | mg/l | [8 empty] | 1000 | mg/l | [16 empty] | 43 | °C | [8 empty] | 1 | m³/d
MELTON STW | S01MELGROSKA1 | Consent | Live | No | ACV 18 | John Grose Group Limited | Melton Road | Woodbridge | Suffolk |  |  | IP12 1NU | 12/05/2010 | Wastewater from the external washing of vehicles only, after passage through an interceptor. | John Grose Group Limited | Whapload Road | Lowestoft | Suffolk |  |  | NR32 1NN | at a point after the interceptor and prior to discharging to the public foul sewer. | at Melton Road, Woodbridge | TM2781049860 | TM2787049870 | [54 empty] | 2000 | mg/l | [54 empty] | 1 | l/s | [36 empty] | 250 | mg/l | [10 empty] | 11 | pH | 6 | pH | [18 empty] | 1000 | mg/l | [8 empty] | 1000 | mg/l | [6 empty] | 45 | °C | [8 empty] | 15 | m³/d
MELTON STW | S01MELTNUNKA0 | Consent | Live | No | ACT 102 | Thurlow Nunn Standen Limited | 61 The Street | Melton | Woodbridge, Suffolk |  |  | IP12 1PL | 07/11/2008 | Wastewaters from the external washing of agricultural & grounds-care vehicles and machinery, after passing through asilt trap and two stage interceptor | Thurlow Nunn Standen Limited | Wisbech Road | Littleport | Ely, Cambs |  |  | CB6 1RA | at a point prior to discharging to the public foul sewer | The Street, Melton | TM2811050600 | TM2811050610 | [54 empty] | 4000 | mg/l | [54 empty] | 0.5 | l/s | [36 empty] | 250 | mg/l | [10 empty] | 10 | pH | 6 | pH | [18 empty] | 2000 | mg/l | [8 empty] | 1000 | mg/l | [6 empty] | 45 | °C | [8 empty] | 1 | m³/d
MELTON STW | S01MELTESSKA1 | Consent | Live | No | TECO-0147-2023 | East Suffolk Services Limited | Ufford Park Offices & Depot | Yarmouth Road | Ufford | Woodbridge, Suffolk |  | IP13 6ET | 06/07/2023 | Used water, after passage via an interceptor, from the bin wash and external washing of vehicles only. | East Suffolk Services Limited | Ground Floor West Wing East Suffolk House | Riduna Park | Station Road | Melton, Woodbridge | Suffolk | IP12 1RT | the manhole in front of shed 8, prior to discharge to the public foul sewer | the eastern edge of the depot curtilage prior to crossing Parklands (road) | TM2915852100 | TM2916452110 | [54 empty] | 2500 | mg/l | [54 empty] | 0.2 | l/s | [48 empty] | 11 | pH | 6 | pH | [18 empty] | 1000 | mg/l | [16 empty] | 43 | °C | [8 empty] | 4 | m³/d
MIDDLETON STW (NORFOLK) | S01MIDLOUIKA0 | Consent | Live | No | TECO-0011-2018 | Louie's Hand Car Wash Limited | Lynn Road | Middleton | Kings Lynn | Norfolk |  | PE32 1RA | 01/03/2018 | Used water, after passage via a regularly maintained settlement tank, from the external washing of vehicles only. | Perparim Marku T/A Louie's Hand Car Wash Limited | Lynn Road | Middleton | Kings Lynn | Norfolk |  | PE32 1RA | the manhole by the vehicle wash-down area | the rear of the site by Lynn Road (A47) Middleton | TF6637416022 | TF6637216028 | [54 empty] | 2500 | mg/l | [54 empty] | 1 | l/s | [48 empty] | 11 | pH | 6 | pH | [18 empty] | 1000 | mg/l | [16 empty] | 45 | °C | [8 empty] | 5 | m³/d
MILDENHALL STW | S01MILDBAKKA | Direction | Live | No | ADZ 974 | Baker Body Craft | 47A Leyton Avenue | Mildenhall | Suffolk |  |  | IP28 7BL | 28/12/2017 | Used water from the external washing of vehicles. | Mr D Baker & Mr M Rozier T/A Baker Body Craft | 47A Leyton Avenue | Mildenhall | Suffolk |  |  | IP28 7BL | at a point after the interceptor and prior to discharge into the public foul sewer | at Leyton Avenue | TL7083075920 | TL7083075920 | [54 empty] | 2500 | mg/l | [54 empty] | 0.3 | l/s | [48 empty] | 11 | pH | 6 | pH | [18 empty] | 1000 | mg/l | [16 empty] | 45 | °C | [8 empty] | 6 | m³/d
MILDENHALL STW | S01MILDFHDKA | Direction | Live | No | ADY 243 | FHDC Council Depot | Holborn Avenue | Mildenhall Industrial Estate | Suffolk |  |  | IP28 7AN | 01/01/2014 | Used waters from vehicle & plant washing to include internal washing of wheelie bin & road sweepers, and run off from skip storage area used for dry trade & metal wastes. | Forest Heath District Council | College Heath Road | Mildenhall | Suffolk |  |  | IP28 7EY | after the interceptor situated to the left of the main gate, prior to discharging to the public foul sewer | at Holborn Avenue, Mildenhall | TL7170075400 | TL7170075400 | [54 empty] | 3000 | mg/l | [54 empty] | 2 | m³/hr | [36 empty] | 250 | mg/l | [10 empty] | 11 | pH | 6 | pH | [18 empty] | 1000 | mg/l | [8 empty] | 1000 | mg/l | [6 empty] | 45 | °C | [8 empty] | 5 | m³/d
MILDENHALL STW | S01MILDPETKA | Direction | Live | No | ADX 364 | Milford Service Station | Newmarket Road (A11) | Barton Mills | Bury St. Edmunds | Suffolk |  | IP28 6AQ | 01/02/2013 | Wastewater, after passage through a suitably maintained interceptor, from the external washing of vehicles using an automatic car wash. | Rontec Watford Limtied | 13/14 Esplande | St Helier | Jersey |  |  | JE1 1BD | at the inspection chamber after the interceptors, before entering the public foul sewer | at "The Street" via a private pumping station | TL7267073960 | TL7254073800 | [54 empty] | 2500 | mg/l | [54 empty] | 0.25 | m³/hr | [36 empty] | 250 | mg/l | [10 empty] | 11 | pH | 6 | pH | [18 empty] | 1000 | mg/l | [8 empty] | 1000 | mg/l | [6 empty] | 45 | °C | [8 empty] | 1 | m³/d
MILDENHALL STW | S01MILDPONKA | Direction | Live | No | ADU 02 | Forest Ford | North Terrace Garage | North Terrace | Mildenhall | Bury St.Edmunds | Suffolk | IP28 7AA | 01/07/2009 | Wastewater, after passage via an interceptor, from the external washing of vehicles only. | Ultratop Limited T/A Forest Ford | North Terrace Garage | North Terrace | Mildenhall | Suffolk |  | IP28 7AA | at the manhole after passing through the interceptor | at North Terrace, Mildenhall | TL7109074840 | TL7113074840 | [54 empty] | 2000 | mg/l | [54 empty] | 1 | m³/hr | [36 empty] | 250 | mg/l | [10 empty] | 11 | pH | 6 | pH | [18 empty] | 1000 | mg/l | [8 empty] | 1000 | mg/l | [6 empty] | 45 | °C | [8 empty] | 8 | m³/d
MILDENHALL STW | S01MILDWITKA1 | Consent | Live | No | TECO-0052-2019 | Witton Chemical Co Limited | Southgate Avenue | Mildenhall | Suffolk |  |  | IP28 7AT | 02/05/2019 | Rinse waters from water treatment and cooling tower bleed down. | Witton Chemical Co Limited | Southgate Avenue | Mildenhall | Suffolk |  |  | IP28 7AT | the out flow of the water treatment plant | Hampstead Avenue, Mildenhall | TL7092276022 | TL7092976006 | [54 empty] | 2000 | mg/l | [54 empty] | 1 | l/s | [48 empty] | 10 | pH | 6 | pH | [18 empty] | 1000 | mg/l | [16 empty] | 45 | °C | [8 empty] | 8 | m³/d
MILDENHALL STW | S01MILDKALKA | Direction | Live | No | TEDI-0102-2020 | Kalsec Europe Limited | 7 Merlin Park | Fred Dannatt Road | Mildenhall, Suffolk |  |  | IP28 7RD | 19/10/2020 | Used water from the wash-down of production room and equipment used for blending of natural spices and herb extracts. | Kalsec Europe Limited | 15 Merlin Park | Fred Dannatt Road | Mildenhall | Suffolk |  | IP28 7RD | the inspection chamber outside the production room | Manhole 2600 in Fred Dannatt Way | TL7017675639 | TL7023575634 | [54 empty] | 2500 | mg/l | [54 empty] | 0.3 | l/s | [48 empty] | 10 | pH | 6 | pH | [18 empty] | 1000 | mg/l | [16 empty] | 43 | °C | [8 empty] | 0.5 | m³/d
MILDENHALL STW | S01MILDTBIKA1 | Direction | Live | No | TEDI-0118-2020 | TBI Manufacturing Limited | 57 Finchley Avenue | Mildenhall | Suffolk |  |  | IP28 7BG | 04/01/2021 | Used water comprising rinse waters from an iron phosphating process. | TBI Manufacturing Limited | 57 Finchley Avenue | Mildenhall | Suffolk |  |  | IP28 7BG | the pump chamber serving the treatment processes | Finchley Avenue, Mildenhall | TL7083075710 | TL7091675764 | [54 empty] | 2000 | mg/l | [54 empty] | 0.3 | l/s | [48 empty] | 10 | pH | 6 | pH | [8 empty] | 200 | mg/l | [8 empty] | 500 | mg/l | [16 empty] | 43 | °C | [8 empty] | 4 | m³/d
MILDENHALL STW | S01MILDHUBKA1 | Consent | Live | No | TECO-0066-2021 | Abbeycroft Leisure | Mildenhall Hub, Sheldrick Way | Mildenhall | Suffolk |  |  | IP28 7JX | 25/03/2021 | Used water from the filter backwashing process and periodic drain-down of swimming pool contents. | Abbeycroft Leisure | Haverhill Leisure Centre | Lordscroft Lane | Haverhill | Suffolk |  | CB9 0ER | a point prior to connection to the public foul sewer | a point within the curtilage of the Hub premises discharging to Wamil Way | TL7037474639 | TL7055174588 | [54 empty] | 1000 | mg/l | [10 empty] | 5 | mg/l | [42 empty] | 8.3 | l/s | [48 empty] | 10 | pH | 6 | pH | [18 empty] | 1000 | mg/l | [16 empty] | 43 | °C | [8 empty] | 38 | m³/d
MILDENHALL STW | S01MILDJKHKA2 | Consent | Live | No | TECO-0099-2021 | JKH Drainage Units Limited | 1 Chiswick Avenue | Mildenhall | Suffolk |  |  | IP28 7AY | 10/06/2021 | Used water, after passage via a solids screen or settlement unit, from the external washing of plant only at "washdown 2" | JKH Drainage Units Limited | Hampstead Avenue | Mildenhall | Suffolk |  |  | IP28 7AS | a point prior to foul sewer | Chiswick Avenue | TL7112075694 | TL7107475715 | [54 empty] | 2000 | mg/l | [54 empty] | 0.3 | l/s | [48 empty] | 12 | pH | 6 | pH | [18 empty] | 1000 | mg/l | [16 empty] | 43 | °C | [8 empty] | 2 | m³/d
MILDENHALL STW | S01MILDJKHKA3 | Consent | Live | No | TECO-0100-2021 | JKH Drainage Units Limited | 1 Chiswick Avenue | Mildenhall | Suffolk |  |  | IP28 7AY | 10/06/2021 | Used water, after passage via a solids screen or settlement unit, from the external washing of plant only at "washdown 3" | JKH Drainage Units Limited | Hampstead Avenue | Mildenhall | Suffolk |  |  | IP28 7AS | a point prior to public foul sewer | Chiswick Avenue | TL7116875742 | TL7107475715 | [54 empty] | 2000 | mg/l | [54 empty] | 0.3 | l/s | [48 empty] | 12 | pH | 6 | pH | [18 empty] | 1000 | mg/l | [16 empty] | 43 | °C | [8 empty] | 2 | m³/d
MILDENHALL STW | S01MILDJKHKA1 | Consent | Live | No | TECO-0098-2021 | JKH Drainage Units Limited | 1 Chiswick Avenue | Mildenhall | Suffolk |  |  | IP28 7AY | 10/06/2021 | Used water, after passage via an interceptor, from the external washing of vehicles only at "wash down 1". | JKH Drainage Units Limited | Hampstead Avenue | Mildenhall | Suffolk |  |  | IP28 7AS | a point prior to public foul sewer | Chiswick Avenue | TL7109175735 | TL7107475715 | [54 empty] | 2500 | mg/l | [54 empty] | 0.3 | l/s | [48 empty] | 11 | pH | 6 | pH | [18 empty] | 1000 | mg/l | [16 empty] | 43 | °C | [8 empty] | 2 | m³/d
MILDENHALL STW | S01MILDLYNKA | Direction | Live | No | TEDI-0137-2022 | Excel Powder Coatings Limited | 15 Chiswick Avenue | Mildenhall | Suffolk |  |  | IP28 7AY | 10/10/2022 | Used rinse water arising from phosphate coating and degreasing process. | Excel Powder Coatings Limited | 15 Chiswick Avenue | Mildenhall | Suffolk |  |  | IP28 7AY | the discharge from the labelled rinse tank at the rear of the phosphating unit | Chiswick Avenue, Mildenhall | TL7115675887 | TL7104375918 | [54 empty] | 1500 | mg/l | [54 empty] | 0.3 | l/s | [48 empty] | 10 | pH | 6 | pH | [8 empty] | 100 | mg/l | [8 empty] | 500 | mg/l | [16 empty] | 43 | °C | [8 empty] | 5 | m³/d
MILDENHALL STW | S01SILVERXKA1 | Direction | Live | No | TEDI-0165-2022 | Silverline Office Equipment Limited | James Carter Road | Mildenhall Industrial Estate | Mildenhall, Suffolk |  |  | IP28 7DE | 26/10/2022 | Used water arising from the running rinse associated with the iron phosphate pre-treatment plant only. | Silverline Office Equipment Limited | James Carter Road | Mildenhall Industrial Estate | Mildenhall, Suffolk |  |  | IP28 7DE | the sump underneath the iron phosphate unit, prior to discharge to the public foul sewer | Hampstead Avenue, Mildenhall | TL7049075866 | TL7049275830 | [54 empty] | 1000 | mg/l | [54 empty] | 2.5 | l/s | [48 empty] | 10 | pH | 6 | pH | [8 empty] | 250 | mg/l | [8 empty] | 300 | mg/l | [16 empty] | 43 | °C | [8 empty] | 5 | m³/d
MILDENHALL STW | S01MILDEMSKA | Direction | Live | No | TEDI-0300-2022 | Electronic Metalwork Services Limited | 93 Hampstead Avenue | Mildenhall | Suffolk |  |  | IP28 7AS | 01/02/2023 | Rinse waters from alochrome and iridite processes involving surface treatment of aluminium parts with chromium. | Electronic Metalwork Services Limited | 93 Hampstead Avenue | Mildenhall | Suffolk |  |  | IP28 7AS | the outlet of the final settlement tank in the treatment cabin | a point within the curtilage of the premises to the side of the treatment cabin | TL7076676065 | TL7077776039 | [54 empty] | 1000 | mg/l | [12 empty] | 5 | mg/l | [40 empty] | 0.9 | l/s | [48 empty] | 10 | pH | 6 | pH | [18 empty] | 500 | mg/l | [16 empty] | 43 | °C | [8 empty] | 15 | m³/d
MILDENHALL STW | S01MILDKALKA2 | Direction | Live | No | TEDI-0044-2023 | Kalsec Europe Limited | Units 3-6 Merlin Park | Mildenhall | Suffolk |  |  | IP28 7RD | 03/05/2023 | Used water involved in hygiene activities in blending and packaging of flavourings, to include herb and spice extracts and oils after appropriate oil separation. | Kalsec Europe Limited | 15 Merlin Park, Fred Dannatt Way | Mildenhall | Suffolk |  |  | IP28 7RD | the inspection chamber at the rear of the premises | Fred Dannatt Road | TL7019075716 | TL7023675757 | [54 empty] | 5000 | mg/l | [54 empty] | 3 | l/s | [36 empty] | 250 | mg/l | [10 empty] | 10 | pH | 6 | pH | [18 empty] | 1500 | mg/l | [16 empty] | 43 | °C | [8 empty] | 27 | m³/d
MILDENHALL STW | S01MILDJEBKA0 | Consent | Live | No | TECO-0195-2024 | J.E.B. Technologies Limited | Hampstead Avenue | Mildenhall, Suffolk |  |  |  | IP28 7AS | 01/10/2024 | Used water arising from a rumbler used for deburring metal components. | J.E.B. Technologies Limited | Hampstead Avenue | Mildenhall, Suffolk |  |  |  | IP28 7AS | the pump system sump tank for the rumbler waste | Hampstead Avenue, Mildenhall | TL7063876030 | TL7075075976 | [54 empty] | 15000 | mg/l | [12 empty] | 1.5 | mg/l |  |  | 1.5 | mg/l | [36 empty] | 10 | l/s | [48 empty] | 10 | pH | 6 | pH | [18 empty] | 3000 | mg/l | [16 empty] | 43 | °C | [8 empty] | 0.15 | m³/d | [14 empty] | 1.5 | mg/l
MILDENHALL STW | S01MILDRDCKA | Direction | Live | No | TEDI-0082-2025 | R D Castings Limited | 10 Leyton Avenue | Mildenhall, Suffolk |  |  |  | IP28 7BL | 24/07/2025 | Used water from the vibration and de-burring of non-ferrous aluminium and zinc castings. | R D Castings Limited | 10 Leyton Avenue | Mildenhall, Suffolk |  |  |  | IP28 7BL | the tank located to the right hand side of the premises | Leyton Avenue, Mildenhall | TL7088075872 | TL7086075874 | [54 empty] | 1000 | mg/l | [54 empty] | 0.3 | l/s | [48 empty] | 10 | pH | 6 | pH | [18 empty] | 250 | mg/l | [16 empty] | 43 | °C | [8 empty] | 0.5 | m³/d | [14 empty] | 5 | mg/l
MILDENHALL STW | S01MILDJEBKAX | Consent | Live | No | TECO-0190-2025 | J.E.B. Technologies Limited | Hampstead Avenue | Mildenhall | Suffolk |  |  | IP28 7AS | 18/09/2025 | Used water comprising water and detergent used to deburr metal and plastic components, using ceramic chips in various rumbling machines within the factory site. | J.E.B. Technologies Limited | Hampstead Avenue | Mildenhall | Suffolk |  |  | IP28 7AS | the green sump tank in the room behind the rumbler machine | Hampstead Avenue | TL7055275949 | TL7075275974 | [54 empty] | 15000 | mg/l | [12 empty] | 1.5 | mg/l |  |  | 1.5 | mg/l | [36 empty] | 0.3 | l/s | [48 empty] | 10 | pH | 6 | pH | [18 empty] | 3000 | mg/l | [16 empty] | 43 | °C | [8 empty] | 0.75 | m³/d | [14 empty] | 1.5 | mg/l
MILDENHALL STW | S01MILDMFGKA1 | Consent | Live | No | TECO-0219-2025 | Motor Fuel Limited | Field Road Service Station | Field Road | Mildenhall | Suffolk |  | IP28 7AL | 31/12/2025 | Used water, after passage via an interceptor, from the external washing of vehicles only. | Motor Fuel Limited | 10 Bricket Road | St Albans, Hertfordshire |  |  |  | AL1 3JX | the chamber after the interceptor prior to entering the public foul sewer | the rear of the premises | TL7126475937 | TL7118275901 | [54 empty] | 2500 | mg/l | [54 empty] | 1 | l/s | [48 empty] | 11 | pH | 6 | pH | [18 empty] | 1000 | mg/l | [16 empty] | 43 | °C | [8 empty] | 5 | m³/d
MILLBROOK STW | S012030301KA1 | Direction | Live | No | ADX 544 | Millbrook Proving Ground Ltd | Millbrook Proving Ground | Millbrook | Bedfordshire |  |  | MK45 2JQ | 01/06/2013 | Wastewater from commercial & domestic vehicle wash, manual vehicle wash - Block LA | Millbrook Proving Ground Limited | Millbrook | Bedford |  |  |  | MK45 2JQ | at a suitable point, prior to discharge to the public foul sewer | Millbrook STW via inlet sewer | TL0076040510 | TL0120038800 | [54 empty] | 2500 | mg/l | [54 empty] | 1 | m³/hr | [36 empty] | 250 | mg/l | [10 empty] | 11 | pH | 6 | pH | [18 empty] | 1000 | mg/l | [8 empty] | 1000 | mg/l | [6 empty] | 45 | °C | [8 empty] | 2 | m³/d
MILLBROOK STW | S012030201KA2 | Direction | Live | No | ADX 545 | Millbrook Proving Ground Ltd | Millbrook Proving Ground | Millbrook | Bedfordshire |  |  | MK45 2JQ | 01/07/2013 | Wastewater from commercial and domestic vehicle wash; automatic car wash - fuel station | Millbrook Proving Ground Limited | Millbrook Proving Ground | Millbrook | Bedfordshire |  |  | MK45 2JQ | ata apoint prior to discharging to the public foul sewer | Millbrook STW via Inlet Sewer. | TL0120038800 | TL0120038800 | [54 empty] | 2500 | mg/l | [54 empty] | 1 | m³/hr | [36 empty] | 250 | mg/l | [10 empty] | 11 | pH | 6 | pH | [18 empty] | 1000 | mg/l | [8 empty] | 1000 | mg/l | [6 empty] | 45 | °C | [8 empty] | 3 | m³/d
MOULTON STW | S01BAYTREEKA | Consent | Live | No | ACS 162 | Baytree Car Sales | 65-67 High Road | Moulton, Spalding | Lincolnshire |  |  | PE12 6PE | 08/01/2008 | Wastewater, pre-treated through a triple stage interceptor, from the external washing of vehicles. | Mr G Manuel T/A Baytree Car Sales | 65-67 High Road | Moulton, Spalding | Lincolnshire |  |  | PE12 6PE | at the outlet drain of the interceptor facility | at High Road, Moulton | TF3041024830 | TF3042024850 | [54 empty] | 2000 | mg/l | [54 empty] | 1 | m³/hr | [36 empty] | 250 | mg/l | [10 empty] | 11 | pH | 6 | pH | [18 empty] | 1000 | mg/l | [8 empty] | 1000 | mg/l | [6 empty] | 45 | °C | [8 empty] | 2 | m³/d
MOULTON STW | S01FLAMINGKA1 | Consent | Live | No | TECO-0027-2025 | Flamingo Flowers Limited | Stone Gate, Weston | Spalding | Lincolnshire |  |  | PE12 6HR | 19/03/2025 | Used water comprising of surplus conditioned water for fresh flower rehydration and transit solution. | Flamingo Flowers Limited | Flamingo House Unit D, Cockerell Close | Stevenage | Hertfordshire |  |  | SG1 2NB | the manhole in the production area, prior to entry into the foul sewer | Manhole 3101, at the junction of High Road and Small Drove, Weston | TF2929425450 | TF2934025160 | [54 empty] | 3000 | mg/l | [54 empty] | 1 | l/s | [48 empty] | 10 | pH | 6 | pH | [18 empty] | 200 | mg/l | [8 empty] | 350 | mg/l | [6 empty] | 43 | °C | [8 empty] | 12 | m³/d
MUNDFORD STW | S01MUNDPETKA1 | Direction | Live | No | TEDI-0081-2025 | Naturediet Pet Foods Limited | Swaffham Road | Ickburgh | Thetford | Norfolk |  | IP26 5HX | 07/10/2025 | Used water arising from the manufacture & packaging of pet foods. | Naturediet Pet Foods Limited | Swaffham Road | Ickburgh | Thetford | Norfolk |  | IP26 5HX | the tap in the kiosk of the trade effluent pumping station | Manhole 4901 - Ashburton Road, Ickburgh | TL8147094964 | TL8126595128 | [54 empty] | 2000 | mg/l | [54 empty] | 1 | l/s | [36 empty] | 250 | mg/l | [10 empty] | 10 | pH | 6 | pH | [18 empty] | 1000 | mg/l | [16 empty] | 43 | °C | [8 empty] | 40 | m³/d
NAVENBY STW | S01NAVWELBKA1 | Direction | Live | No | TEDI-0123-2021 | Welbournes Bakery | 38 High Street | Navenby |  |  |  | LN5 0DZ | 29/06/2021 | Used water from the cleaning & sanitising utensils, machinery & floor. | Welbournes Bakery Limited | Tower House | Lucy Tower Street | Lincoln | Lincolnshire |  | LN1 1XW | a point before entry to the public foul sewer | manhole 8601, High Street, Navenby | SK9881857671 | SK9885057666 | [54 empty] | 6000 | mg/l | [54 empty] | 1 | l/s | [36 empty] | 250 | mg/l | [10 empty] | 10 | pH | 6 | pH | [18 empty] | 5000 | mg/l | [16 empty] | 43 | °C | [8 empty] | 1 | m³/d
NECTON STW | S01NECCOOPKA0 | Consent | Live | No | TECO-0158-2018 | Tuns Lane Co-op | Norwich Road | Necton | Norfolk |  |  | PE37 8EH | 06/02/2019 | Used water, after passage via a regularly maintained silt trap, from the external washing of vehicles only. | Co-operative Group Food Limited | 1 Angel Square | Manchester |  |  |  | M60 0AG | the designated sample point manhole immediately after the silt trap | Tuns Lane, Necton | TF8769110075 | TF8772810080 | [54 empty] | 2500 | mg/l | [54 empty] | 0.2 | l/s | [48 empty] | 11 | pH | 6 | pH | [18 empty] | 1000 | mg/l | [16 empty] | 45 | °C | [8 empty] | 10 | m³/d
NECTON STW | S01NECSERVKA0 | Consent | Live | No | TECO-0035-2024 | T G Convenience Stores Limited | Swaffham Filling station | Swaffham Services, A47 Bypass | Swaffham | Norfolk |  | PE37 7TZ | 20/03/2024 | Used water, comprising 1) after passage via an interceptor, from the external washing of vehicles only, 2) from a launderette washing machine facility. | T G Convenience Stores Limited | 3c Twyford Court | High Street | Dunmow | Essex |  | CM6 1AE | a point following the three-stage interceptor | the foul sewer at Sporle-Necton Road TPS, via pumping station located in McDonald's car park | TF8434509553 | TF8495610413 | [54 empty] | 2500 | mg/l | [54 empty] | 0.5 | l/s | [48 empty] | 11 | pH | 6 | pH | [18 empty] | 1000 | mg/l | [16 empty] | 43 | °C | [8 empty] | 3.4 | m³/d
NEEDHAM MARKET STW | S01NMTBIFFKA1 | Consent | Live | No | ACV 32 | Biffa Waste Services Limited | Unit 4, Lion Barn Industrial Estate | Williamsport Way | Needham Market | Suffolk |  | IP6 8RW | 17/05/2010 | Wastewater arising from the external washing of vehicles after passage through an interceptor | Biffa Waste Services Limited | Coronation Road | Cressex | High Wycombe | Buckinghamshire |  | HP12 3TZ | at a point after the intercptor and prior to discharging to the public foul sewer | at Williamsport Road, Needham Market | TM0983054100 | TM0985054110 | [54 empty] | 2000 | mg/l | [54 empty] | 0.5 | l/s | [36 empty] | 250 | mg/l | [10 empty] | 11 | pH | 6 | pH | [18 empty] | 1000 | mg/l | [8 empty] | 1000 | mg/l | [6 empty] | 45 | °C | [8 empty] | 2 | m³/d
NEEDHAM MARKET STW | S01NEEDBREKA1 | Consent | Live | No | ACR 186 | J Breheny Contractors Limited | Flordon Road | Creeting St. Mary | Needham Market | Suffolk |  | IP6 8NH | 15/11/2006 | Wastewater from the washing of vehicles and plant and contaminated surface water run-off from refuelling area. | J Breheny Contractors Limited | Flordon Road | Creeting St. Mary | Needham Market | Suffolk |  | IP6 8NH | after the 3-stage interceptor by the wash bay | at Manhole 3702 opposite Oakhill Cottage, Flordon Road | TM0947055550 | TM0947055550 | [54 empty] | 2000 | mg/l | [54 empty] | 0.2 | m³/hr | [36 empty] | 250 | mg/l | [10 empty] | 11 | pH | 6 | pH | [18 empty] | 1000 | mg/l | [8 empty] | 1000 | mg/l | [6 empty] | 45 | °C | [8 empty] | 1.5 | m³/d
NEEDHAM MARKET STW | S01NMTBROCKA1 | Consent | Live | No | ACS 119 | Brockford Accident Repair Centre Limited | Plot 2 | Lion Barn Industrial Estate | Needham Market | Suffolk |  | IP6 8NZ | 17/10/2007 | Wastewater, after passage via a suitably sized and maintained interceptor, from the external washing of vehicles. | Brockford Accident Repair Centre Limited | Plot 2 | Lion Barn Industrial Estate | Needham Market | Suffolk |  | IP6 8NZ | at a point after the interceptor and | at the Lion Barn Industrial Estate, Needham Market | TM0939054440 | TM0936054420 | [54 empty] | 2000 | mg/l | [54 empty] | 1 | l/s | [36 empty] | 250 | mg/l | [10 empty] | 11 | pH | 6 | pH | [18 empty] | 1000 | mg/l | [8 empty] | 1000 | mg/l | [6 empty] | 45 | °C | [8 empty] | 1 | m³/d
NEEDHAM MARKET STW | S01NEEDBTSKA1 | Consent | Live | No | TECO-0127-2019 | BTS Group Ltd | Unit 16 Maitland Road | Lion Barn Industrial Estate | Needham Market |  |  | IP6 8NZ | 17/12/2019 | Used water, after passage via an interceptor, from the external washing of vehicles only. | BTS Group Limited | Spring Lodge | 172 Chester Road | Helsby | Cheshire |  | WA6 0AR | the final chamber of the interceptor prior to discharge to the public foul sewer | Maitland Road, Needham Market | TM0951854363 | TM0950954358 | [54 empty] | 2500 | mg/l | [54 empty] | 0.25 | l/s | [48 empty] | 11 | pH | 6 | pH | [18 empty] | 1000 | mg/l | [16 empty] | 45 | °C | [8 empty] | 1 | m³/d
NEEDHAM MARKET STW | S01NMTBRADKA1 | Direction | Live | No | TEDI-0042-2022 | The Bradley Collection Limited | 16 Maitland Road | Lion Barn Industrial Estate | Needham Market | Suffolk |  | IP6 8NS | 17/04/2022 | Used water arising from the de-burring process following settlement. | The Bradley Collection Limited | Lion Barn | Maitland Road | Needham Market | Suffolk |  | IP6 8NS | the sump in the rumbling room floor following settlement tanks and filters | Williamsport Way, Needham Market | TM0971054270 | TM0972054290 | [54 empty] | 20000 | mg/l | [12 empty] | 3 | mg/l |  |  | 3 | mg/l | [36 empty] | 0.1 | l/s | [32 empty] | 1.5 | mg/l | [14 empty] | 10 | pH | 6 | pH | [18 empty] | 2500 | mg/l | [16 empty] | 43 | °C | [8 empty] | 0.4 | m³/d | [14 empty] | 3 | mg/l
NEWMARKET STW | S01NKTBINZKA2 | Consent | Live | No | ACY 79 | Clean-A-Binz | 146 Valley Way | Newmarket | Suffolk |  |  | CB8 0QQ | 05/08/2013 | Used water arising from the internal cleaning of wheelie bins. | Michael John Macer and Deborah Macer T/A Clean-A-Binz | 146 Valley Way | Newmarket | Suffolk |  |  | CB8 0QQ | at the rear of the premises prior to entering the public foul sewer | at Valley Way, Newmarket | TL6329063590 | TL6328063580 | [54 empty] | 2500 | mg/l | [54 empty] | 0.3 | l/s | [36 empty] | 250 | mg/l | [10 empty] | 11 | pH | 6 | pH | [18 empty] | 1000 | mg/l | [8 empty] | 1000 | mg/l | [6 empty] | 45 | °C | [8 empty] | 0.1 | m³/d
NEWMARKET STW | S01NKTJANAKA1 | Consent | Live | No | ACZ 719 | Janah Transport | Dalham Hall Stud | Duchess Drive | Newmarket |  |  | CB8 9HE | 09/08/2017 | Used water from washing and disinfection of vehicles and horse boxes. | Godolphin Management Co. Limited | The Main Office, Dalham Hall Stud | Duchess Drive | Newmarket | Suffolk |  | CB8 9HE | at inspection chamber to south of vehicles wash pad | at manhole 8501 in Stretton Avenue | TL6581360975 | TL6483562551 | [54 empty] | 2500 | mg/l | [54 empty] | 0.3 | l/s | [48 empty] | 11 | pH | 6 | pH | [18 empty] | 1000 | mg/l | [16 empty] | 45 | °C | [8 empty] | 2 | m³/d
NEWMARKET STW | S01NKTWAVEKA1 | Consent | Live | No | ACZ 642 | Tesco Hand Car Wash | Tesco Store | Fordham | Newmarket |  |  | CB8 7AH | 11/01/2017 | Used water from a hand car wash facility. | Mr Naim Kastrati - T/A Tesco Hand Car Wash - Newmarket | 2 Avalon Way | Cambridge |  |  |  | CB2 9DX | at the manhole 7101 within car park | at the drain after oil interceptor in car park | TL6375465211 | TL6374195175 | [54 empty] | 2500 | mg/l | [54 empty] | 0.3 | l/s | [48 empty] | 11 | pH | 6 | pH | [18 empty] | 1000 | mg/l | [16 empty] | 45 | °C | [8 empty] | 6 | m³/d
NEWMARKET STW | S01NKTROYAKA1 | Consent | Live | No | ACZ 415 | Newmarket Delivery Office | 103 High Street | Newmarket | Suffolk |  |  | CB8 8JJ | 07/12/2015 | Used water from the external washing of vehicles. | Royal Mail Group Limited | 100 Victoria Embankment | London |  |  |  | EC4Y 0HQ | at the inspection chamber, after the separator on site | at High Street | TL6425463208 | TL5422563179 | [54 empty] | 2500 | mg/l | [54 empty] | 0.3 | l/s | [48 empty] | 11 | pH | 6 | pH | [18 empty] | 1000 | mg/l | [16 empty] | 45 | °C | [8 empty] | 2 | m³/d
NEWMARKET STW | S01NKTL2 KA | Direction | Live | No | ADV 07 | Anglia Launderette | 1 Elizabeth Parade | Newmarket | Suffolk |  |  | CB8 0DJ | 01/07/2010 | Wastewater arising from the washing of clothes and fabrics. | Mr Martin P Smith | The White Hart House | 107 The Causeway | Burwell | Cambridgeshire |  | CB25 0DU | at a point prior to discharge into the public foul sewer | at High Street, Newmarket | TL6328064420 | TL6331064450 | [54 empty] | 2000 | mg/l | [54 empty] | 2 | l/s | [36 empty] | 100 | mg/l | [10 empty] | 11 | pH | 6 | pH | [18 empty] | 500 | mg/l | [8 empty] | 1000 | mg/l | [6 empty] | 45 | °C | [8 empty] | 5 | m³/d
NEWMARKET STW | S01NKTHYPEKA | Direction | Live | No | ADU 03 | BP Express Shopping Limited | 6 Bury Road | Newmarket | Suffolk |  |  | CB8 7BP | 01/08/2009 | Wastewater, after passage via an interceptor, from the external washing of vehicles only. | BP Express Shopping Limited | Chertsey Road | Sunbury on Thames | Middlesex |  |  | TW16 7BP | at the manhole after passing through the interceptor | at Cheveley Road, Newmarket | TL6469063660 | TL6458063540 | [54 empty] | 2000 | mg/l | [54 empty] | 2.5 | m³/hr | [36 empty] | 250 | mg/l | [10 empty] | 11 | pH | 6 | pH | [18 empty] | 1000 | mg/l | [8 empty] | 1000 | mg/l | [6 empty] | 45 | °C | [8 empty] | 20 | m³/d
NEWMARKET STW | S01NKTGODOKA1 | Direction | Live | No | ADZ 1022 | Godolphin Stables | Snailwell Road | Newmarket |  |  |  | CB8 7YE | 06/10/2017 | Used water to back wash equine pool sand filters and occasionally empty pool contents, including a "seawalker" saline pool. | Godolphin Management Co Limited | The Main Office, Dalham Hall Stud | Duchess Drive | Newmarket | Suffolk |  | CB8 9HE | at pumping station sump in pool complex | Snailwell Road, Newmarket. | TL6512064560 | TL6519064260 | [54 empty] | 1000 | mg/l | [10 empty] | 5 | mg/l | [42 empty] | 5 | l/s | [48 empty] | 10 | pH | 6 | pH | [18 empty] | 1000 | mg/l | [16 empty] | 45 | °C | [8 empty] | 2 | m³/d
NEWMARKET STW | S01NKTANDUKA1 | Direction | Live | No | ADX 18 | IMO ARC Car Wash | Fordham Road | Newmarket | Suffolk |  |  | CB8 7XN | 01/08/2012 | Wastewaters from a vehicle wash, including intercepted, recycled and untreated final rinse waters. | Anduff Car Wash Limited | 35 - 37 Amersham Hill | High Wycombe | Buckinghamshire |  |  | HP14 6NU | at a point before entering public foul sewer, after passage through an interceptor. | at Fordham Road, Newmarket | TL6392064950 | TL6413064700 | [54 empty] | 2500 | mg/l | [54 empty] | 2 | m³/hr | [36 empty] | 250 | mg/l | [10 empty] | 10 | pH | 6 | pH | [18 empty] | 1000 | mg/l | [8 empty] | 1000 | mg/l | [6 empty] | 45 | °C | [8 empty] | 17 | m³/d
NEWMARKET STW | S01NKTTURNKA | Direction | Live | No | ADZ 768 | Turners (Soham) Ltd | Fordham Road | Newmarket | Suffolk |  |  | CB8 7NR | 01/11/2016 | Used water from automatic and jet washing of commercial trucks, internal cleaning of containers and refrigerated units, steam cleaning of truck trailers for pre-MOT inspection. | Turners (Soham) Limited | Fordham Road | Newmarket | Suffolk |  |  | CB8 7NR | at the final chamber of the interceptor, prior to discharge to the public foul sewer | at the Horse Racing Forensic Laboratory Pumping Station, Snailwell | TL6296068640 | TL6335068990 | [54 empty] | 2500 | mg/l | [54 empty] | 1 | l/s | [48 empty] | 11 | pH | 6 | pH | [18 empty] | 1000 | mg/l | [16 empty] | 45 | °C | [8 empty] | 10 | m³/d
NEWMARKET STW | S01NKTCHEMKA3 | Direction | Live | No | TEDI-0138-2020 | Eurofins Chemtest Limited | Unit 12 Depot Road | Newmarket | Suffolk |  |  | CB8 0AL | 07/12/2020 | Used laboratory waters from preparation, testing and disposal of samples. | Eurofins Chemtest Limited | I54 Business Park | Valiant Way | Wolverhampton |  |  | WV9 5GB | the blue catch tank in the gents toilets | a point upstream of Manhole 5602 in Depot Road, Newmarket. | TL6349264663 | TL6352764646 | [54 empty] | 3000 | mg/l | [54 empty] | 0.3 | l/s | [48 empty] | 10 | pH | 6 | pH | [18 empty] | 1000 | mg/l | [16 empty] | 43 | °C | [8 empty] | 6 | m³/d
NEWMARKET STW | S01NKTCHEMKA1 | Direction | Live | No | TEDI-0139-2020 | Eurofins Chemtest Limited | 11 Depot Road | Newmarket | Suffolk |  |  | CB8 0AL | 07/12/2020 | Water used in analytical laboratory activities including (i) water treatment rinses, (ii) sample disposal, (iii) glass washing, (iv) scrubber wastes, (v) sample preparation. | Eurofins Chemtest Limited | I54 Business Park | Valiant Way | Wolverhampton |  |  | WV9 5GB | the manhole at the rear of the property, prior to discharging to the public foul sewer | Depot Road, Newmarket | TL6344064630 | TL6349064610 | [54 empty] | 3000 | mg/l | [54 empty] | 0.5 | l/s | [48 empty] | 10 | pH | 6 | pH | [18 empty] | 1500 | mg/l | [16 empty] | 43 | °C | [8 empty] | 10 | m³/d
NEWMARKET STW | S01NKTCPFOKA1 | Direction | Live | No | TEDI-0144-2021 | C P Foods (UK) Limited | Fordham Road | Newmarket |  |  |  | CB8 7NR | 06/09/2021 | Used water arising from hygiene activities in a fresh food packing plant. | C P Foods (UK) Limited | Avon House | Hartlebury Trading Estate | Hartlebury Near Kidderminster | Worcestershire |  | DY10 4JB | the inspection chamber situated after the interceptor, in the rear yard, and prior to discharging to a private network and onto Public Sewer | Biggins stud PS, Fordham Road, Newmarket | TL6306068600 | TL6335068990 | [54 empty] | 3000 | mg/l | [54 empty] | 5 | l/s | [36 empty] | 250 | mg/l | [10 empty] | 11.5 | pH | 6 | pH | [18 empty] | 1000 | mg/l | [16 empty] | 43 | °C | [8 empty] | 45 | m³/d
NEWMARKET STW | S01NKTLGCXKA1 | Consent | Live | No | TECO-0169-2022 | LGC Limited | Newmarket Road | Fordham | Cambridgeshire |  |  | CB7 5WW | 03/10/2022 | Used water from biomedical research and analytical work. | LGC Limited | Queens Road | Teddington | Middlesex |  |  | TW11 0LY | the manhole in sloping grass verge on north east end of the LGC lab by steps | "Biggins Stud" sewage pumping station in the site curtilage | TL6329168870 | TL6335268994 | [54 empty] | 2500 | mg/l | [54 empty] | 0.35 | l/s | [48 empty] | 10 | pH | 6 | pH | [18 empty] | 1000 | mg/l | [16 empty] | 43 | °C | [8 empty] | 10 | m³/d
NEWMARKET STW | S01NKTWARRKA1 | Direction | Live | No | TEDI-0232-2022 | Warren Place | Moulton Place | Newmarket | Suffolk |  |  | CB8 8QQ | 25/12/2022 | Contaminated rain run-off from bunkers storing waste stable shavings/absorbent and manure from racing stable yard. | Godolphin Management Co Limited | The Main Office | Dalham Hall Stud | Duchess Drive | Newmarket, Suffolk |  | CB8 9HE | the pumping station wet well within the premises curtilage | Moulton Road, Newmarket | TL6653763997 | TL6642563851 | [54 empty] | 3000 | mg/l | [54 empty] | 3.3 | l/s | [48 empty] | 10 | pH | 6 | pH | [18 empty] | 1000 | mg/l | [16 empty] | 43 | °C | [8 empty] | 24 | m³/d
NEWMARKET STW | S01NKTBEEHKA | Direction | Live | No | TEDI-0302-2022 | Beehive Coils Limited | Studlands Park Avenue | Newmarket | Suffolk |  |  | CB8 7AU | 02/02/2023 | Used water from leak testing of coils and vessels. | Beehive Coils Limited | Studlands Park Avenue | Newmarket | Suffolk |  |  | CB8 7AU | the leak test tanks in the factory | Studlands Park Avenue, Newmarket | TL6309864985 | TL6304564996 | [54 empty] | 2000 | mg/l | [54 empty] | 1 | l/s | [48 empty] | 10 | pH | 6 | pH | [18 empty] | 500 | mg/l | [16 empty] | 43 | °C | [8 empty] | 15 | m³/d | [14 empty] | 2 | mg/l
NEWMARKET STW | S01NKTCAPSKA1 | Direction | Live | No | TEDI-0304-2022 | Caps Cases Limited | Studlands Park Industrial Estate | Newmarket | Suffolk |  |  | CB8 7AU | 26/09/2023 | Used treated waste ink and washings from printing of corrugated casings. | Caps Cases Limited | Studlands Park Industrial Estate | Newmarket | Suffolk |  |  | CB8 7AU | the sample tap on treatment plant in print factory | Studlands Park Avenue | TL6303665095 | TL6310965065 | [24 empty] | 200 | mg/l | [28 empty] | 10000 | mg/l | [16 empty] | 3 | mg/l | [36 empty] | 0.5 | l/s | [48 empty] | 10 | pH | 6 | pH | [18 empty] | 500 | mg/l | [16 empty] | 43 | °C | [8 empty] | 10 | m³/d | [14 empty] | 1.5 | mg/l
NEWMARKET STW | S01NKTNAMPKA1 | Direction | Live | No | TEDI-0330-2022 | MM Newmarket | Willie Snaith Road | Newmarket | Suffolk |  |  | CB8 7SU | 08/05/2023 | Used water arising from an offset printer unit plate washing process and rinse waters from a water treatment system. | MM Packaging Limited | Robin Mills, Leeds Road | Idle, Bradford |  |  |  | BD10 9TE | the inspection chamber at the side of the premises | Willie Snaith Road, Newmarket | TL6359764973 | TL6357465002 | [54 empty] | 500 | mg/l | [54 empty] | 0.6 | l/s | [48 empty] | 10 | pH | 6 | pH | [18 empty] | 500 | mg/l | [16 empty] | 43 | °C | [8 empty] | 3 | m³/d
NEWMARKET STW | S01NKTARKEKA1 | Direction | Live | No | TEDI-0303-2022 | Arken Pop International Limited | Studlands Park Avenue | Newmarket | Suffolk |  |  | CB8 7EA | 09/02/2023 | Used water from screen cleaning in screen printing process, after passing through an interceptor solids trap. | Arken Pop International Limited | 2nd Floor 30 | Park Street | London |  |  | SE1 9EQ | the final chamber of small tank at far end of screen room, prior to discharge to the the public foul sewer | Studlands Park Avenue, Newmarket | TL6301664916 | TL6301464963 | [54 empty] | 8000 | mg/l | [54 empty] | 0.3 | l/s | [48 empty] | 10 | pH | 6 | pH | [18 empty] | 800 | mg/l | [16 empty] | 43 | °C | [8 empty] | 0.5 | m³/d
NEWMARKET STW | S01DOM0012KA1 | Consent | Live | No | TECO-0099-2023 | Bin There Done That | 57 Beaverbrook Road | Newmarket, Suffolk |  |  |  | CB8 0ST | 27/04/2023 | Screened used water from the cleaning of wheelie bins (by a high pressure wash). | Harry Bubb T/A Bin There Done That | 57 Beaverbrook Road | Newmarket, Suffolk |  |  |  | CB8 0ST | the manhole to the rear of the premises | Beaverbrook Road | TL6409263970 | TL6408263965 | [54 empty] | 2000 | mg/l | [54 empty] | 1 | l/s | [48 empty] | 10 | pH | 6 | pH | [18 empty] | 1000 | mg/l | [16 empty] | 43 | °C | [8 empty] | 0.5 | m³/d
NEWMARKET STW | S01NKTDAVIKA1 | Direction | Live | No | TEDI-0172-2023 | D S Smith Packaging | Fordham Road | Newmarket, Suffolk |  |  |  | CB8 7TX | 16/10/2023 | Treated ink washings from a water based packaging printing process. | D S Smith Packaging Limited | Level 3, 1 Paddington Square | London |  |  |  | W2 1DL | the terminal pumping station tank in treatment plant room | Biggins Stud PS at rear of LGC limited Fordham road | TL6308168362 | TL6335168990 | [54 empty] | 5000 | mg/l | [16 empty] | 1.5 | mg/l | [36 empty] | 22 | l/s | [48 empty] | 10 | pH | 6 | pH | [18 empty] | 500 | mg/l | [16 empty] | 43 | °C | [8 empty] | 30 | m³/d | [14 empty] | 1.5 | mg/l
NEWMARKET STW | S01NKTDAVBKA1 | Direction | Live | No | TEDI-0171-2023 | D S Smith Packaging | Landwade Road | Newmarket, Suffolk |  |  |  | CB8 7TX | 16/10/2023 | Used water arising from boiler blowdown and air compressor condensate. | D S Smith Packaging Limited | Level 3, 1 Paddington Square | London |  |  |  | W2 1DL | the end of the boiler blowdown drainpipe as it enters the ground, labelled 'Trade Effluent Sample Point' | Biggins Stud (FORBSP) pumping station, Fordham Road, Newmarket | TL6307268343 | TL6355106989 | [54 empty] | 2000 | mg/l | [54 empty] | 0.3 | l/s | [48 empty] | 12.5 | pH | 6 | pH | [18 empty] | 1000 | mg/l | [16 empty] | 43 | °C | [8 empty] | 10 | m³/d
NEWMARKET STW | S01NKTSTABKA1 | Direction | Live | No | TEDI-0101-2024 | Newmarket Stablecare Limited | Unit 3, Craven Way | Newmarket | Suffolk |  |  | CB8 0BW | 22/10/2024 | Used waters derived from washing of stable linen. | Newmarket Stablecare Limited | Unit 3, Craven Way | Newmarket | Suffolk |  |  | CB8 0BW | the manhole at the rear of the site | manhole 4705 at the rear of the premises | TL6341764713 | TL6343264732 | [54 empty] | 4000 | mg/l | [54 empty] | 1 | l/s | [48 empty] | 11 | pH | 6 | pH | [18 empty] | 1000 | mg/l | [16 empty] | 43 | °C | [8 empty] | 20 | m³/d
NEWMARKET STW | S01NKTGODOKA2 | Direction | Live | No | TEDI-0094-2025 | Godolphin Stables | Godolphin Office | Snailwell Road | Newmarket | Suffolk |  | CB8 7YE | 19/11/2025 | Water used in laundering of domestic and equine items, boiler blowdowns and associated water treatment rinses. | Godolphin Management Co. Limited | The Main Office, Dalham Hall Stud | Duchess Drive | Newmarket | Suffolk |  | CB8 9HE | the inspection chamber to left of laundry building | Manhole 7900, within the curtilage of the Stud property | TL6484066490 | TL6477464992 | [54 empty] | 4000 | mg/l | [54 empty] | 2 | l/s | [48 empty] | 11 | pH | 6 | pH | [18 empty] | 1000 | mg/l | [16 empty] | 43 | °C | [8 empty] | 20 | m³/d
NEWMARKET STW | S01NKTMUSKKA2 | Direction | Live | No | TEDI-0073-2025 | Musks Limited | Unit 7 Acorn Business Centre, Oaks Drive | Newmarket, Suffolk |  |  |  | CB8 7SY | 16/07/2025 | Used water from hygiene activities associated with sausage manufacture after passing through adequately maintained grease trap/settlement. | Musks Limited | 7 Acorn Business Centre, Oaks Drive | Newmarket, Suffolk |  |  |  | CB8 7SY | the inspection chamber out side the front of the building | Manhole 2104, Studlands Park Avenue via a private network from Oaks Drive | TL6351665290 | TL6324465189 | [54 empty] | 6000 | mg/l | [54 empty] | 0.3 | l/s | [36 empty] | 250 | mg/l | [10 empty] | 10 | pH | 6 | pH | [18 empty] | 1000 | mg/l | [16 empty] | 43 | °C | [8 empty] | 5 | m³/d
NEWMARKET STW | S01NKTGOLDKA0 | Direction | Live | No | TEDI-0084-2025 | Lettergold Plastics Limited | Unit 4, Hammond Close | Newmarket, Suffolk |  |  |  | CB8 0AZ | 24/07/2025 | Used water comprising rinse waters from cleaning mixing tanks/filling line used in the manufacture of domestic water treatment products. | Lettergold Plastics Limited | Unit 4, Hammond Close | Newmarket, Suffolk |  |  |  | CB8 0AZ | the outlet of the production equipment | Manhole 2903 within the curtilage of the premises car park | TL6318664945 | TL6321764942 | [54 empty] | 50000 | mg/l | [54 empty] | 0.3 | l/s | [48 empty] | 10 | pH | 6 | pH | [18 empty] | 500 | mg/l | [16 empty] | 43 | °C | [8 empty] | 0.05 | m³/d
NEWMARKET STW | S01NKTCHASKA1 | Consent | Live | No | TECO-0151-2025 | Chassis-Cab Limited | Pines industrial Estate | Fordham Road | Newmarket | Suffolk |  | CB8 7LG | 18/08/2025 | Used water from pre-MOT inspection cleaning of HGV units, after passing through a suitably sized and maintained oil interceptor. | Chassis-Cab Limited | DAF House, Addison Way | Great Blakenham | Ipswich | Suffolk |  | IP6 0RL | the chamber after the interceptor chambers in the front yard area | Biggins Stud Pumping station via a private pumped sewer system | TL6336368047 | TL6335068990 | [54 empty] | 2500 | mg/l | [54 empty] | 0.6 | l/s | [36 empty] | 250 | mg/l | [10 empty] | 11 | pH | 6 | pH | [18 empty] | 1000 | mg/l | [16 empty] | 43 | °C | [8 empty] | 2 | m³/d | [14 empty] | 5 | mg/l
NEWMARKET STW | S01NKTDDSLKA2 | Consent | Live | No | TECO-0270-2025 | Drug Development Solutions Limited trading as Resolian | Resolian - Newmarket Road, | Fordham, Newmarket, Suffolk |  |  |  | CB7 5WW | 09/01/2026 | Used water from general laboratory activities in biomedical and pharmaceutical analysis, research and development. | Drug Development Solutions Limited | Resolian - Newmarket Road, | Fordham, Ely | Newmarket, Suffolk | England |  | CB7 5WW | the manhole at rear of main DDSL laboratory, to the left of the steps | the Biggins Stud Pumping Station at the rear of the premises | TL6337668922 | TL6335268994 | [54 empty] | 2500 | mg/l | [54 empty] | 0.3 | l/s | [48 empty] | 10 | pH | 6 | pH | [18 empty] | 1000 | mg/l | [16 empty] | 43 | °C | [8 empty] | 10 | m³/d
NORTH FERRY STW | S01SPENCERKA | Direction | Live | No | ADV 187 | C Spencer Ltd | Mill Lane | Barrow on Humber | North Lincolnshire |  |  | DN19 7BD | 01/11/2010 | Wastewater arising from the vehicle wash down bay & plant storage area. | C Spencer Limited | Mill Lane | Barrow on Humber | North Lincolnshire |  |  | DN19 7BD | at the outlet from the interceptor chamber in yard close to the Portacabin, prior to discharge to the public foul sewer | at Mill Lane, Barrow Upon Humber | TA0653021220 | TA0653021200 | [54 empty] | 2000 | mg/l | [54 empty] | 0.3 | m³/hr | [36 empty] | 250 | mg/l | [10 empty] | 11 | pH | 6 | pH | [18 empty] | 1000 | mg/l | [8 empty] | 1000 | mg/l | [6 empty] | 45 | °C | [8 empty] | 1.5 | m³/d
NORTH FERRY STW | S01ACM144 KA | Direction | Live | No | ADX 252 | New Holland Extraction Limited | Morgan Way | New Holland Business Park | New Holland | North Lincolnshire |  | DN19 7PZ | 01/01/2013 | Wastewaters arising from oil seed extraction. | New Holland Extraction Limited | The Counting House | 13 Nelson Street | Hull | East Yorkshire |  | HU1 1XE | at a point prior to discharge into the public foul sewer | Morgan Way, New Holland | TA0786023540 | TA0786023480 | [54 empty] | 3500 | mg/l | [54 empty] | 1.25 | m³/hr | [36 empty] | 250 | mg/l | [10 empty] | 10 | pH | 6 | pH | [18 empty] | 1000 | mg/l | [8 empty] | 1000 | mg/l | [6 empty] | 45 | °C | [8 empty] | 7 | m³/d | [14 empty] | 5 | mg/l
NORTH HYKEHAM STW | S01139 KA | Direction | Live | No | ADZ 59 | Moor Lane Launderette | Moor Lane | North Hykeham | Lincolnshire |  |  | LN6 9AE | 01/09/2014 | Used water arising from the laundering of domestic items only. | Mr P & Mrs E Day - t/a Moor Lane Launderette | 1 Patricia Close | West End | Southampton | Hampshire |  | SO30 3FP | in the drain at the rear of the building prior to discharge to the public foul sewer | at Moor Lane, North Hykenham | SK9391066530 | SK9390066520 | [54 empty] | 2000 | mg/l | [54 empty] | 1 | l/s | [36 empty] | 100 | mg/l | [10 empty] | 11 | pH | 6 | pH | [18 empty] | 1000 | mg/l | [8 empty] | 1000 | mg/l | [6 empty] | 45 | °C | [8 empty] | 8 | m³/d
NORTH HYKEHAM STW | S01JACKSNHKA | Direction | Live | No | ADT 50 | Jacksons Cleaners | 10 The Forum | North Hykeham | Lincoln |  |  | LN6 8HW | 01/08/2008 | Wastewaters generated during general laundering and dry cleaning | Jacksons Workwear Rental Limited | Weir Street | Lincoln |  |  |  | LN5 8DT | at a point prior to discharging to the public foul sewer | The Forum, North Hykeham | SK9505067050 | SK9505067050 | [54 empty] | 2000 | mg/l | [54 empty] | 1 | l/s | [36 empty] | 100 | mg/l | [10 empty] | 12 | pH | 6 | pH | [18 empty] | 1000 | mg/l | [8 empty] | 1000 | mg/l | [6 empty] | 45 | °C | [8 empty] | 7 | m³/d
NORTH HYKEHAM STW | S01BROBOTWKA | Direction | Live | No | ADV 323 | Brobot Petroleum Ltd | Waddington Service Station | 112 Grantham Road | Waddington | Lincolnshire |  | LN5 9NJ | 01/02/2011 | Wastewater from the external washing of vehicles only. | Brobot Petroleum Limited | Jet Service Station | Thorpe Road | Melton Mowbray | Leicestershire |  | LE13 1SQ | at manhole near roadside of washing area, prior to discharge to the public foul sewer. | at Grantham Road, Waddington | SK9775064310 | SK9775064310 | [54 empty] | 2500 | mg/l | [54 empty] | 0.1 | l/s | [36 empty] | 250 | mg/l | [10 empty] | 11 | pH | 6 | pH | [18 empty] | 1000 | mg/l | [8 empty] | 1000 | mg/l | [6 empty] | 45 | °C | [8 empty] | 1 | m³/d
NORTH HYKEHAM STW | S01NKSPORTKA | Direction | Live | No | ADZ 752 | One NK | Moor Lane | North Hykeham | Lincoln |  |  | LN6 9AX | 01/10/2016 | Used water arising from the operation of the swimming pool backwash filters, plus periodic drain down of pool contents. | North Kesteven District Council | Kesteven Street | Sleaford | Lincolnshire |  |  | NG34 7EF | at manhole outside centre, prior to discharge to the public foul sewer | at Moor Lane, North Hykeham | SK9378066370 | SK9378066370 | [54 empty] | 1000 | mg/l | [10 empty] | 5 | mg/l | [42 empty] | 8.3 | l/s | [48 empty] | 10 | pH | 6 | pH | [18 empty] | 1000 | mg/l | [16 empty] | 45 | °C | [8 empty] | 50 | m³/d
NORTH HYKEHAM STW | S01NHYKHCWKA1 | Consent | Live | No | TECO-0159-2021 | CPV Hand Car Wash | Customer Car Park | ASDA Supermarket | Newark Road | North Hykeham | Lincoln | LN6 8JY | 12/10/2021 | Used water, after passage via an interceptor, from the external washing of vehicles only. | Car Park Valeting Limited | C/o Simpson Wreford and Partners | Suffolk House | George Street | Croydon | Surrey | CR0 0YN | a point after the interceptor | Chamber 2701, Hathersage Avenue, North Hykeham, Lincoln | SK9424966762 | SK9427166791 | [54 empty] | 2500 | mg/l | [54 empty] | 1 | l/s | [48 empty] | 11 | pH | 6 | pH | [18 empty] | 1000 | mg/l | [16 empty] | 43 | °C | [8 empty] | 5 | m³/d
NORTH HYKEHAM STW | S01ACJ126SKA1 | Direction | Live | No | TEDI-0108-2023 | Specialist Heat Exchangers Limited | Freeman Road | North Hykeham, Lincoln |  |  |  | LN6 9AP | 05/09/2023 | Used water from (i) steam condensate, (ii) washing of steel based components after neutralisation of cleaning solution, (iii) washing of heat exchanger tubes after soldering process, (iiii) rinsing of components after assembly. | Specialist Heat Exchangers Limited | Freeman Road | North Hykeham | Lincoln |  |  | LN6 9AP | manhole 8201, Freeman Road, North Hykeham | Freeman Road, North Hykeham | SK9381067337 | SK9383967232 | [54 empty] | 1000 | mg/l | [16 empty] | 3 | mg/l | [36 empty] | 1 | l/s | [10 empty] | 1.5 | mg/l | [36 empty] | 11 | pH | 6 | pH | [18 empty] | 1000 | mg/l | [16 empty] | 43 | °C | [8 empty] | 27 | m³/d | [14 empty] | 5 | mg/l
NORTH LUFFENHAM STW | S01WHIGGINKA | Consent | Live | No | ACZ 285 | W H Higgins & Sons Ltd | Station Garage | South Luffenham | Oakham |  |  | LE15 8NG | 08/06/2015 | Used water from the external washing of vehicles. | W H Higgins & Sons Limited | Rutland House, Minerva Business Park | Lynch Wood | Peterborough | Cambs |  | PE2 6PZ | at a gully run, on the wash pad | at Station Road | SK9459102669 | SK9459102704 | [54 empty] | 2000 | mg/l | [54 empty] | 1 | l/s | [48 empty] | 11 | pH | 6 | pH | [18 empty] | 1000 | mg/l | [16 empty] | 45 | °C | [8 empty] | 2 | m³/d
NORTH WALSHAM STW | S01SANDERSKA0 | Consent | Live | No | ACU 36 | Sanders Coaches Limited | 23 Cornish Way | Lyngate Industrial Estate | North Walsham | Norfolk |  | NR28 0AW | 01/06/2009 | Wastewaters arising from the external washing of vehicles | Sanders Coaches Limited | Heath Drive | Hempstead Road Industrial Estate | Holt | Norfolk |  | NR25 6ER | at the inspection chamber prior to discharging to the public foul sewer | at Cornish Way, North Walsham | TG2804031230 | TG2806031220 | [54 empty] | 2000 | mg/l | [54 empty] | 0.5 | m³/hr | [36 empty] | 250 | mg/l | [10 empty] | 11 | pH | 6 | pH | [18 empty] | 1000 | mg/l | [8 empty] | 1000 | mg/l | [6 empty] | 45 | °C | [8 empty] | 2 | m³/d
NORTH WALSHAM STW | S01ASHFORDKA1 | Consent | Live | No | ACY 192 | Ashford Commercial Limited | 6 Folgate Road | Lyngate Industrial Estate | North Walsham | Norfolk |  | NR28 0AJ | 06/02/2014 | Used waters arising from compressor condensate after passage through an oil/water separator | Ashford Commercial Limited | 6 Folgate Road | Lyngate Industrial Estate | North Walsham | Norfolk |  | NR28 0AJ | at a point in the drain positioned at the side of the warehouse | at manhole #1101, in Folgate Road, North Walsham | TG2817631130 | TG2813331154 | [54 empty] | 2000 | mg/l | [54 empty] | 1 | l/s | [36 empty] | 250 | mg/l | [10 empty] | 12.5 | pH | 6 | pH | [18 empty] | 1000 | mg/l | [8 empty] | 1000 | mg/l | [6 empty] | 45 | °C | [8 empty] | 0.01 | m³/d
NORTH WALSHAM STW | S01ROSPOOLKA0 | Direction | Live | No | ADY 272 | Rossi's Leisure Limited | Tungate Farm | North Walsham | Norfolk |  |  | NR28 0JQ | 01/02/2014 | Used water from the pool filter backwashing process and from the periodic drain-down of swimming pool contents. | Rossi's Leisure Limited | Tungate Farm | North Walsham | Norfolk |  |  | NR28 0JQ | at a point prior to connection to foul sewer | at manhole No.3603 in Skeyton Road, North Walsham. | TG2738029670 | TG2738029670 | [54 empty] | 1000 | mg/l | [10 empty] | 5 | mg/l | [42 empty] | 2 | l/s | [36 empty] | 250 | mg/l | [10 empty] | 10 | pH | 6 | pH | [18 empty] | 1000 | mg/l | [8 empty] | 1000 | mg/l | [6 empty] | 45 | °C | [8 empty] | 15 | m³/d
NORTH WALSHAM STW | S01NWALLDTKA | Direction | Live | No | ADT 396 | Mr M Middleditch & Mrs J Smith | T/A Clean and Green | St Nicholas Court | North Walsham | Norfolk |  | NR28 9BY | 01/06/2009 | Wastewaters arising from the laundering of clothes and fabric | Mr Melvyn Wilfred Middleditch | 70 Woodland Drive | Old Catton | Norwich | Norfolk |  | NR6 7AZ | at the agreed point at the rear of the premises at a point prior to discharging to the public foul sewer | Vicarage Street, North Walsham | TG2830030320 | TG2830030320 | [54 empty] | 2000 | mg/l | [54 empty] | 3 | m³/hr | [36 empty] | 100 | mg/l | [10 empty] | 10 | pH | 6 | pH | [18 empty] | 500 | mg/l | [8 empty] | 1000 | mg/l | [6 empty] | 45 | °C | [8 empty] | 15 | m³/d
NORTH WALSHAM STW | S01ASHFORDKA0 | Consent | Live | No | ACY 191 | Ashford Commercial Limited | 6 Folgate Road | Lyngate Industrial Estate | North Walsham | Norfolk |  | NR28 0AJ | 06/02/2014 | Used waters arising from compressor condensate after passage through an oil/water separator | Ashford Commercial Limited | 6 Folgate Road | Lyngate Industrial Estate | North Walsham | Norfolk |  | NR28 0AJ | at the discharge point in the small drain at the rear of the Office/Reception building | at manhole #1101, in Folgate Road, North Walsham | TG2817831071 | TG2813331154 | [54 empty] | 2000 | mg/l | [54 empty] | 1 | l/s | [36 empty] | 250 | mg/l | [10 empty] | 12.5 | pH | 6 | pH | [18 empty] | 1000 | mg/l | [8 empty] | 1000 | mg/l | [6 empty] | 45 | °C | [8 empty] | 0.01 | m³/d
NORTH WALSHAM STW | S01VICSWIMKA0 | Direction | Live | No | TEDI-0060-2019 | Victory Swim & Fitness Centre | Station Road | North Walsham | Norfolk |  |  | NR28 0DZ | 27/09/2019 | Used water from filter back washing process and periodic drain-down of swimming pool contents. | The SLM Community Leisure Charitable Trust | 2 Watling Drive | Hinckley | Leicestershire |  |  | LE10 3EY | a point prior to discharging to the public foul sewer | Norwich Road, North Walsham (between manholes No.0701 & No.1801). | TG2802429893 | TG2809029809 | [54 empty] | 1000 | mg/l | [10 empty] | 5 | mg/l | [42 empty] | 1.5 | l/s | [48 empty] | 10 | pH | 6 | pH | [18 empty] | 1000 | mg/l | [16 empty] | 45 | °C | [8 empty] | 80 | m³/d
NORTH WALSHAM STW | S01FARMCTYKA | Direction | Live | No | TEDI-0297-2021 | Ernest Doe & Sons Limited | Stanford Tuck Road | Lyngate Industrial Estate | North Walsham | Norfolk |  | NR28 0TY | 15/02/2022 | Used waters, after passage through a two stage interceptor, arising from the steam cleaning of agricultural & horticultural machinery and vehicles. | Ernest Doe & Sons Limited | Ulting | Maldon | Essex |  |  | CM9 6QH | the discharge manhole in the yard area, prior to discharging to the public foul sewer | Stanford Tuck Road, North Walsham | TG2800031050 | TG2800031050 | [54 empty] | 2000 | mg/l | [54 empty] | 1 | l/s | [48 empty] | 11 | pH | 6 | pH | [18 empty] | 1000 | mg/l | [16 empty] | 43 | °C | [8 empty] | 0.5 | m³/d | [14 empty] | 5 | mg/l
NORTH WALSHAM STW | S01NWAPOLIKA0 | Consent | Live | No | TECO-0193-2022 | Police Station | Yarmouth Road | North Walsham | Norfolk |  |  | NR28 9AW | 31/10/2022 | Used water, after passage via an interceptor, from the external washing of vehicles only. | Norfolk Constabulary | Jubilee House | Falconers Chase | Wymondham | Norfolk |  | NE18 0WW | a point following the grit trap | Yarmouth Road | TG2841429761 | TG2846929767 | [54 empty] | 2500 | mg/l | [54 empty] | 0.5 | l/s | [48 empty] | 11 | pH | 6 | pH | [18 empty] | 1000 | mg/l | [16 empty] | 43 | °C | [8 empty] | 0.75 | m³/d
NORTH WALSHAM STW | S01NNORLDYKA0 | Direction | Live | No | TEDI-0191-2024 | North Norfolk Laundry Services Limited | Unit 1 | Stanford Tuck Road | North Walsham | Norfolk |  | NR28 0TY | 25/02/2025 | Used waters generated during the laundering processes of a commercial laundry. | North Norfolk Laundry Services Limited | Summerhill House | 1 Sculthorpe Road | Fakenham |  |  | NR21 9HA | a point close to the building prior to discharging to the public foul sewer | Stanford Tuck Road, North Walsham | TG2796031030 | TG2800031050 | [54 empty] | 3000 | mg/l | [54 empty] | 1 | l/s | [48 empty] | 11 | pH | 6 | pH | [18 empty] | 1000 | mg/l | [16 empty] | 43 | °C | [8 empty] | 25 | m³/d
NORTH WALSHAM STW | S01DLHAUTOKA0 | Direction | Live | No | TEDI-0026-2025 | DLH Autorecyclers Limited | Plot 17, Cornish Way Industrial Estate | North Walsham | Norfolk |  |  | NR28 0FE | 13/04/2025 | Contaminated surface water run-off, after passage via a full retention interceptor, arising from a metal recycling facility. | DLH Autorecyclers Limited | Gladhern Short Lane | Happisburgh | Norwich | Norfolk |  | NR12 0RH | the sampling manhole located 25 metres from the main gate on the south side of the site | Manhole No. 0203 in Cornish Way, North Walsham | TG2781031340 | TG2803031240 | [54 empty] | 2000 | mg/l | [54 empty] | 3 | l/s | [36 empty] | 250 | mg/l | [10 empty] | 10 | pH | 6 | pH | [18 empty] | 1000 | mg/l | [16 empty] | 43 | °C | [8 empty] | 4 | m³/d
NORTH WALSHAM STW | S01NWALBPAKA | Direction | Live | No | TEDI-0189-2025 | BPA North Walsham | Station Yard, Norwich Road | North Walsham | Norfolk |  |  | NR28 0DS | 18/02/2026 | 1) Rainwater run-off collected from hard standing areas that may be contaminated with North Sea gas condensate, after passage through a three-stage interceptor and 2) temporary discharge of water for the purposes of a hydrostatic test, from the onsite gas holding tanks. | British Pipeline Agency Limited | 5-7 Alexandra Road | Hemel Hempstead | Hertfordshire |  |  | HP2 5BS | the outfall of the pump chamber adjacent to the main office block | a point between manholes 1802 and 2902 in Norwich Road, North Walsham | TG2818029870 | TG2817029900 | [54 empty] | 250 | mg/l | [54 empty] | 3 | l/s | [48 empty] | 10 | pH | 6 | pH | [18 empty] | 250 | mg/l | [16 empty] | 43 | °C | [8 empty] | 18 | m³/d
OAKHAM STW | S01OAKHSSPKA1 | Consent | Live | No | ACZ 741 | Oakham School - Sports Hall | Kilburn Road | Oakham | Rutland |  |  | LE15 6QN | 17/10/2017 | Used water from the backwash of pool filters. | Oakham School | Chapel Close | Market Place | Oakham | Rutland |  | LE15 6DT | at a point after the pool filters | at Kilburn Road | SK8601409160 | SK8596909146 | [54 empty] | 1000 | mg/l | [10 empty] | 5 | mg/l | [42 empty] | 1 | l/s | [48 empty] | 10 | pH | 6 | pH | [18 empty] | 1000 | mg/l | [16 empty] | 45 | °C | [8 empty] | 6 | m³/d
OAKHAM STW | S01TIMNORTKA | Consent | Live | No | ACQ 161 | Tim Norton Motor Services Limited | Long Row | Oakham | Rutland |  |  | LE15 6LN | 07/12/2005 | Washwaters from the cleaning of cars. | Tim Norton Motor Services Limited | Long Row | Oakham | Rutland |  |  | LE15 6LN | at Grid reference SK8650,0900 | at Long Row, Oakham | SK8560008800 | SK8560008800 | [54 empty] | 2000 | mg/l | [54 empty] | 0.6 | m³/hr | [36 empty] | 300 | mg/l | [10 empty] | 10 | pH | 6 | pH | [18 empty] | 1000 | mg/l | [8 empty] | 1000 | mg/l | [6 empty] | 45 | °C | [8 empty] | 2.5 | m³/d
OAKHAM STW | S01OAKMALTKA1 | Consent | Live | No | ACZ 535 | Petrol Service Station | Melton Road | Oakham | Leicester |  |  | LE15 6AX | 27/07/2016 | Used water after passage via an interceptor, from the external washing of vehicles. | Malthurst Limited | Vincent House | 4 Grove Lane | Epping Essex |  |  | CM16 4LH | at a point after the interceptor, prior to discharge to the public foul sewer | at Melton Road, Oakham | SK8582508849 | SK8582008843 | [54 empty] | 2500 | mg/l | [54 empty] | 1 | l/s | [48 empty] | 11 | pH | 6 | pH | [18 empty] | 1000 | mg/l | [16 empty] | 45 | °C | [8 empty] | 1 | m³/d
OAKHAM STW | S01RUTPLASKA | Direction | Live | No | ADT 398 | Rutland Plastics Limited | Cold Overton Road | Oakham | Rutland |  |  | LE15 6NU | 01/07/2009 | Intercepted compressor condensing water, bleed off from cooling towers, back wash from water softener, diluted kemet cleaning fluid and diluted scalebreaker HD descaling fluid. | Rutland Plastics Limited | Cold Overton Road | Oakham | Rutland |  |  | LE15 6NU | at a point free of domestic sewage prior to discharge into the public foul sewer | at Cold Overton Road, Oakham | SK8509008980 | SK8516008860 | [54 empty] | 500 | mg/l | [54 empty] | 0.1 | l/s | [36 empty] | 200 | mg/l | [10 empty] | 10 | pH | 6 | pH | [6 empty] | 25 | mg/l | [10 empty] | 200 | mg/l | [8 empty] | 1000 | mg/l | [6 empty] | 45 | °C | [8 empty] | 4 | m³/d | [14 empty] | 5 | mg/l
OAKHAM STW | S01BAT LNDKA | Direction | Live | No | ADT 176 | Oakham Launderette | 32 Melton Road | Oakham | Leicestershire |  |  | LE15 6AY | 01/11/2008 | Waste waters from the laundering of domestic items | The Occupier | 32 Melton Road | Oakham | Leicestershire |  |  | LE15 6AY | at the rear of the property prior to discharging to the public foul sewer | Melton Road, Oakham | SK8570008800 | SK8570008800 | [54 empty] | 2000 | mg/l | [54 empty] | 2 | m³/hr | [36 empty] | 100 | mg/l | [10 empty] | 11 | pH | 6 | pH | [18 empty] | 500 | mg/l | [8 empty] | 1000 | mg/l | [6 empty] | 45 | °C | [8 empty] | 10 | m³/d
OAKHAM STW | S01RPCCONSKA | Direction | Live | No | ADX 522 | RPC Containers Ltd | Schofield Road | Oakham | Rutland |  |  | LE15 6FW | 01/06/2013 | Wastewaters from cooling towers, containing small amounts of corrosion inhibitor & pesticides. | RPC Containers Limited | Sapphire House | Crown Way | Rushden | Northamptonshire |  | NN10 6FB | at cooling tower discharge tank, prior to entry to the public foul sewer | Schofield Road, Oakham, Rutland | SK8592099230 | SK8612909877 | [54 empty] | 2000 | mg/l | [54 empty] | 2 | m³/hr | [36 empty] | 250 | mg/l | [10 empty] | 12.5 | pH | 6 | pH | [18 empty] | 1000 | mg/l | [8 empty] | 1000 | mg/l | [6 empty] | 45 | °C | [8 empty] | 20 | m³/d
OAKHAM STW | S01OAKHMBPKA | Consent | Live | No | ACZ 248 | Oakahm SF Connect | Hackamore Way, Barleythorpe | Oakham | Rutland |  |  | LE15 7FS | 05/03/2015 | Used waters from the external washing of vehicles. | BP Oil UK Limited | Chertsey Road | Sunbury on Thames | Middlesex |  |  | TW16 7BP | at a point prior to discharge to the public foul sewer | at Hackamore Way | SK8549610095 | SK8542310083 | [54 empty] | 2500 | mg/l | [54 empty] | 1 | l/s | [48 empty] | 11 | pH | 6 | pH | [18 empty] | 1000 | mg/l | [8 empty] | 1000 | mg/l | [6 empty] | 45 | °C | [8 empty] | 4 | m³/d
OAKHAM STW | S01RUTBREWKA | Direction | Live | No | TEDI-0091-2019 | The Grainstore Brewery Limited | Station Approach | Oakham | Rutland |  |  | LE15 6RE | 06/11/2019 | Used water arising from the cleansing of vessels and pipework associated with the brewing of beers, together with rinse waters from the cleansing of casks. | The Grainstore Brewery Limited | 110 Regent Road | Leicester |  |  |  | LE1 7LT | the gully external to the brewery in the station car park prior to discharging to the public foul sewer | Station Approach, Oakham | SK8569009060 | SK8572009030 | [54 empty] | 15000 | mg/l | [54 empty] | 2 | l/s | [48 empty] | 10 | pH | 6 | pH | [8 empty] | 50 | mg/l | [8 empty] | 750 | mg/l |  |  |  |  | 1000 | mg/l | [10 empty] | 45 | °C | [8 empty] | 5 | m³/d
OAKHAM STW | S01OAKVETHKA1 | Consent | Live | No | TECO-0088-2022 | Oakham Veterinary Hospital | Ashwell Road | Oakham | Rutland |  |  | LE15 7QH | 28/06/2022 | Used water from veterinary activities and Stable cleaning. | Independent Vetcare Limited | The Chocolate Factory | Keynsham | Bristol |  |  | BS31 2AU | a point prior to discharge to the public foul sewer | Ashwell Road | SK8656010106 | SK8646609847 | [54 empty] | 750 | mg/l | [54 empty] | 1 | l/s | [48 empty] | 10 | pH | 6 | pH | [18 empty] | 750 | mg/l | [16 empty] | 43 | °C | [8 empty] | 5 | m³/d
OLD BUCKENHAM STW | S01OBUSCHLKA0 | Consent | Live | No | TECO-0069-2018 | Chapel Green School | Attleborough Road | Old Buckenham | Attleborough |  |  | NR17 1RF | 18/09/2018 | Used water from the filter backwashing process and periodic drain-down of swimming pool contents. | The Governing Body of Chapel Green School | Chapel Green School | Attleborough Road | Old Buckenham | Attleborough |  | NR17 1RF | the point after backwash | Abbey Road | TM0667791905 | TM0676791859 | [54 empty] | 1000 | mg/l | [10 empty] | 5 | mg/l | [42 empty] | 5 | l/s | [48 empty] | 10 | pH | 6 | pH | [18 empty] | 1000 | mg/l | [16 empty] | 45 | °C | [8 empty] | 11 | m³/d
OLNEY STW | S01SOULGARKA | Consent | Live | No | ACU 130 | Soul Garages Limited | 13-19 High Street South | Olney | Buckinghamshire |  |  | MK46 4AA | 16/10/2009 | Wastewater from the external washing of vehicles only. | Soul Garages Limited | 13-19 High Street South | Olney | Buckinghamshire |  |  | MK46 4AA | at a point prior to discharging to the public foul sewer | at High Street South, Olney | SP8888051180 | SP8889051190 | [54 empty] | 2000 | mg/l | [54 empty] | 0.5 | m³/hr | [36 empty] | 250 | mg/l | [10 empty] | 11 | pH | 6 | pH | [18 empty] | 1000 | mg/l | [8 empty] | 1000 | mg/l | [6 empty] | 45 | °C | [8 empty] | 1 | m³/d
OLNEY STW | S013104103KA1 | Direction | Live | No | ADX 309 | Soul Brothers Ltd | 2 Stilebrook Road | Olney | Buckinghamshire |  |  | MK46 5EA | 01/01/2013 | Wastewater, after passage through a suitably sized & maintained interecptor, arising from the external washing of vehicles only. | Soul Brothers Limited | 2 Stilebrook Road | Olney | Buckinghamshire |  |  | MK46 5EA | at a point prior to discharge into the public foul sewer | at foul sewer on plot 7 Yardley Road Industrial Estate | SP8849052590 | SP8849052590 | [54 empty] | 2500 | mg/l | [54 empty] | 1 | m³/hr | [36 empty] | 250 | mg/l | [10 empty] | 11 | pH | 6 | pH | [18 empty] | 1000 | mg/l | [8 empty] | 1000 | mg/l | [6 empty] | 45 | °C | [8 empty] | 5 | m³/d
OUNDLE STW | S01OUNDSCHKA1 | Consent | Live | No | TECO-0027-2020 | Oundle School Sports Centre | Milton Road | Oundle | Peterborough | Cambridgeshire |  | PE8 4AB | 28/02/2020 | Used water from the filter backwashing process and periodic drain-down of swimming pool contents. | The Corporation of Oundle School | Oundle School | The Bursary | Church Street | Oundle | Cambridgeshire | PE8 4EE | the GRP attenuation tank | Milton Road | TL0352288503 | TL0352288503 | [54 empty] | 1000 | mg/l | [54 empty] | 5 | l/s | [48 empty] | 10 | pH | 6 | pH | [18 empty] | 1000 | mg/l | [16 empty] | 45 | °C | [8 empty] | 16 | m³/d
OUNDLE STW | S01OUNBREWKA | Direction | Live | No | TEDI-0069-2020 | Nene Valley Brewery Limited | Oundle Wharf | Station Road | Oundle | Peterborough | Cambridgeshire | PE8 4DE | 30/12/2020 | Used water from the brewing of beers | Nene Valley Brewery Limited | Oundle Wharf | Station Road | Oundle | Peterborough | Cambridgeshire | PE8 4DE | the discharge from the balancing pit at rear of brewhouse, and prior to discharging to the public foul sewer | Station Road, Oundle | TL0436088760 | TL0428087270 | [54 empty] | 5000 | mg/l | [54 empty] | 4 | l/s | [48 empty] | 10 | pH | 6 | pH | [18 empty] | 500 | mg/l | [8 empty] | 1000 | mg/l | [6 empty] | 43 | °C | [8 empty] | 2 | m³/d
OUNDLE STW | S01OUND000KA1 | Consent | Live | No | TECO-0168-2025 | Fairline Holdco Limited | Fairline Yachts | Nene Valley Business Park | Oundle | Peterborough | Cambridgeshire | PE8 4HN | 26/08/2025 | Used water from the testing of boats. | Fairline Holdco Limited | Fairline Yachts | Nene Valley Business Park | Oundle | Peterborough | Cambridgeshire | PE8 4HN | the point of discharge from the testing tanks | Nene Valley Business Park | TL0463088230 | TL0466788149 | [54 empty] | 250 | mg/l | [54 empty] | 5 | l/s | [48 empty] | 10 | pH | 6 | pH | [18 empty] | 100 | mg/l | [16 empty] | 43 | °C | [8 empty] | 120 | m³/d
OVER STW | S01HISTPROKA | Direction | Live | No | TEDI-0029-2023 | Histon Produce Co. Limited | Unit 6 - Norman Way | Norman Way Industrial Estate | Over | Cambridgeshire |  | CB24 5QE | 20/09/2023 | Used water arising from the processing of fruit and vegetables | Histon Produce Co. Limited | Unit 6 - Norman Way | Norman Way Industrial Estate | Over | Cambridgeshire |  | CB24 5QE | the outlet from the inspection chamber situated at the front of the premises | Norman Way, Over | TL3785069430 | TL3785069430 | [24 empty] | 90 | mg/l | [28 empty] | 9000 | mg/l | [54 empty] | 0.3 | l/s | [48 empty] | 10 | pH | 6 | pH | [8 empty] | 80 | mg/l | [8 empty] | 2500 | mg/l | [16 empty] | 43 | °C | [8 empty] | 3 | m³/d
OVER STW | S01GWEBBHAKA1 | Consent | Live | No | TECO-0050-2023 | G.Webb Haulage Limited | Transport Depot | Station Road | Longstanton | Cambridgeshire |  | CB24 3DS | 27/04/2023 | Used water, after passage via an interceptor, from the external washing of vehicles only. | G.Webb Haulage Limited | Tennyson House | Cambridge Business Park | Cowley Road | Cambridge |  | CB4 0WZ | a point after the interceptor prior to the effluent being discharged to the public foul sewer | Station Road, Longstanton | TL3984868469 | TL3991668506 | [54 empty] | 2500 | mg/l | [54 empty] | 1 | l/s | [48 empty] | 10 | pH | 6 | pH | [18 empty] | 1000 | mg/l | [16 empty] | 43 | °C | [8 empty] | 1.538 | m³/d
PAPWORTH EVERARD STW | S0187NUFFIKA | Direction | Live | No | ADZ 945 | Nuffield Health Cambridge HSSU | Unit B | Atria Court | Stirling Way, Papworth, Cambs |  |  | CB23 3GY | 05/03/2017 | Used waters from the disinfection and sterilisation of surgical instruments. | Nuffield Health | Epsom Gateway | Ashley Avenue | Epsom, Surrey |  |  | KT18 5AL | at a point prior to discharge into the public foul sewer | at Stirling Way | TL2912062250 | TL2911062240 | [54 empty] | 500 | mg/l |  |  |  |  | 2000 | mg/l | [48 empty] | 5 | l/s | [48 empty] | 10 | pH | 6 | pH | [18 empty] | 500 | mg/l | [16 empty] | 45 | °C | [8 empty] | 80 | m³/d
PAPWORTH EVERARD STW | S0187INTERKA2 | Direction | Live | No | TEDI-0308-2021 | MSD Animal Health UK Limited | Hillcrest Farm | Toseland Road | Graveley | Huntingdon | Cambridgeshire | PE19 6PS | 11/03/2022 | Used water, containing trace animal excreta and urine, arising from the cleaning of a calf-rearing unit. | MSD Animal Health UK Limited | Walton Manor | Walton | Milton Keynes | Buckinghamshire |  | MK7 7AJ | the settlement tank and pumping chamber at the rear of the calf rearing building | Toseland Road, Graveley | TL2447064000 | TL2460063970 | [24 empty] | 60 | mg/l | [28 empty] | 1100 | mg/l |  |  |  |  | 300 | mg/l | [48 empty] | 4 | l/s | [48 empty] | 10 | pH | 6 | pH | [18 empty] | 800 | mg/l | [16 empty] | 43 | °C | [8 empty] | 7 | m³/d
PAPWORTH EVERARD STW | S0187SWISSKA1 | Direction | Live | No | TEDI-0194-2023 | The Swiss Laundry Limited | 70 Stirling Way | Papworth Business Park | Papworth Everard | Cambridgeshire |  | CB23 3GY | 14/02/2024 | Used water arising from a commercial laundry. | The Swiss Laundry Limited | Unit 2 Bessemer Way | Harfreys Industrial Estate | Great Yarmouth | Norfolk |  | NR31 0LX | the manhole at the weir tank | Stirling Way | TL2935262399 | TL2929862445 | [54 empty] | 3000 | mg/l | [54 empty] | 4 | l/s | [48 empty] | 11 | pH | 6 | pH | [18 empty] | 1000 | mg/l | [16 empty] | 43 | °C | [8 empty] | 187 | m³/d
PETERBOROUGH (FLAG FEN) STW | S01MARPEUGKA | Consent | Live | No | ACU 115 | Marshall Motor Group Limited | Peugeot House | Tyrell Park | Peterborough |  |  | PE1 5PT | 22/09/2009 | Wastewater from the external washing of vehicles only, having passed through a maintained interceptor. | Marshall Motor Group Limited | Airport House | The Airport | Cambridge |  |  | CB5 8RY | at a point prior to discharging to the public foul sewer | at Tyrell Park, Peterborough | TL2088098910 | TL2086098830 | [54 empty] | 2000 | mg/l | [54 empty] | 1 | l/s | [36 empty] | 250 | mg/l | [10 empty] | 11 | pH | 6 | pH | [18 empty] | 1000 | mg/l | [8 empty] | 1000 | mg/l | [6 empty] | 45 | °C | [8 empty] | 2 | m³/d
PETERBOROUGH (FLAG FEN) STW | S01MARVAUXKA | Consent | Live | No | ACU 114 | Marshall Motor Group Limted | Vauxhall House | Tyrell Park | Peterborough |  |  | PE1 5RT | 22/09/2009 | Wastewater arising from the external washing of vehicles only, having passed through a maintained interceptor. | Marshall Motor Group Limited | Airport House | The Airport | Cambridge |  |  | CB5 8RY | at a point prior to discharging to the public foul sewer | at Tyrell Park, Peterborough | TL2094098880 | TL2094098830 | [54 empty] | 2000 | mg/l | [54 empty] | 1 | l/s | [36 empty] | 250 | mg/l | [10 empty] | 11 | pH | 6 | pH | [18 empty] | 1000 | mg/l | [8 empty] | 1000 | mg/l | [6 empty] | 45 | °C | [8 empty] | 2 | m³/d
PETERBOROUGH (FLAG FEN) STW | S01RMAILFFKA | Consent | Live | No | ACU 154 | Royal Mail Peterborough Mail Centre | Papyrus Road | Peterborough | Cambridgeshire |  |  | PE4 5PE | 27/11/2009 | Wastewaster arising from the external washing of vehicles only. | Royal Mail Group Limited | 100 Victoria Embankment | London |  |  |  | EC4Y 0HQ | at a point prior to discharging to the public foul sewer | at Papyrus Road, Peterborough | TF1617003030 | TF1613002980 | [54 empty] | 2000 | mg/l | [54 empty] | 1 | l/s | [36 empty] | 250 | mg/l | [10 empty] | 11 | pH | 6 | pH | [18 empty] | 1000 | mg/l | [8 empty] | 1000 | mg/l | [6 empty] | 45 | °C | [8 empty] | 1.8 | m³/d
PETERBOROUGH (FLAG FEN) STW | S01MARTOYOKA | Consent | Live | No | ACU 113 | Marshall Motor Group Limited | Toyota House | Mallory Road | Peterborough |  |  | PE1 5AY | 22/09/2009 | Wastewaters arising from the external washing of vehicles only, having passed through a maintained interceptor. | Marshall Motor Group Limited | Airport House | Cambridge |  |  |  | CB5 8RY | at a point prior to discharging to the public foul sewer | at Mallory Road, Peterborough | TL2057098870 | TL2057098820 | [54 empty] | 2000 | mg/l | [54 empty] | 1 | l/s | [36 empty] | 250 | mg/l | [10 empty] | 11 | pH | 6 | pH | [18 empty] | 1000 | mg/l | [8 empty] | 1000 | mg/l | [6 empty] | 45 | °C | [8 empty] | 2 | m³/d
PETERBOROUGH (FLAG FEN) STW | S01MARLANDKA | Consent | Live | No | ACU 112 | Marshall Motor Group Limited | Landrover House | Mallory Road | Peterborough | Cambridgeshire |  | PE1 5AU | 22/09/2009 | Wastewater arising from external cleaning of vehicles only, having passed through a maintained interceptor. | Marshall Motor Group Limited | Airport House | The Airport | Cambridge |  |  | CB5 8RY | at a point prior to discharging to the public foul sewer | at Mallory Road, Peterborough | TL2062098900 | TL2057098820 | [54 empty] | 2000 | mg/l | [54 empty] | 1 | l/s | [36 empty] | 250 | mg/l | [10 empty] | 11 | pH | 6 | pH | [18 empty] | 1000 | mg/l | [8 empty] | 1000 | mg/l | [6 empty] | 45 | °C | [8 empty] | 2 | m³/d
PETERBOROUGH (FLAG FEN) STW | S01DALRODPKA | Consent | Live | No | ACV 201 | Dal - Rod (UK) Limited | Dal House | 7A Welbeck Way | Peterborough | Cambridgeshire |  | PE2 7WH | 14/01/2011 | Wastewaters arising from the external jet washing of tankers | Dal - Rod (UK) Limited | Dal House | 7A Welbeck Way | Peterborough | Cambridgeshire |  | PE2 7WH | at a point after the interceptor and prior to discharging into the public foul sewer | at Welbeck Way, Peterborough | TL1784097110 | TL1787097130 | [54 empty] | 2500 | mg/l | [54 empty] | 2 | l/s | [36 empty] | 250 | mg/l | [10 empty] | 11 | pH | 6 | pH | [18 empty] | 1000 | mg/l | [8 empty] | 1000 | mg/l | [6 empty] | 45 | °C | [8 empty] | 2 | m³/d
PETERBOROUGH (FLAG FEN) STW | S01DORIHCWKA | Consent | Live | No | ACZ 268 | Dori Hand Car Wash and Valeting Ltd | Unit 28 | Mancetter Square | Peterborough |  |  | PE4 6BX | 02/04/2015 | Used water from the external washing of vehicles. | Dori Hand Car Wash Ltd | Unit 28 | Mancetter Square | Peterborough | Cambridgeshire |  | PE4 6BX | at a point after the catch pits, prior to discharge to the public foul sewer | at Lincoln Road | TF1685502341 | TF1693202479 | [54 empty] | 2500 | mg/l | [54 empty] | 2 | l/s | [48 empty] | 11 | pH | 6 | pH | [18 empty] | 1000 | mg/l | [16 empty] | 45 | °C | [8 empty] | 4.5 | m³/d
PETERBOROUGH (FLAG FEN) STW | S01JEWPBFFKA | Consent | Live | No | ACZ 139 | Jewson Ltd | Cygnet Park | Club Way, Hampton | Peterborough |  |  | PE7 8JA | 01/10/2014 | Used water from cleaning of vehicles & hire equipment. | Jewson Limited | Saint - Gobain House | Binley Business Park | Coventry |  |  | CV3 2TT | at sample sump in wash bay, prior to discharging to the public foul sewer | at Club Way | TL1854295787 | TL1755795711 | [54 empty] | 2500 | mg/l | [54 empty] | 0.5 | l/s | [36 empty] | 250 | mg/l | [10 empty] | 11 | pH | 6 | pH | [18 empty] | 1000 | mg/l | [8 empty] | 1000 | mg/l | [6 empty] | 45 | °C | [8 empty] | 2 | m³/d
PETERBOROUGH (FLAG FEN) STW | S01NATPLATKAP | Consent | Live | No | ACZ 232 | Nationwide Platforms Ltd | Skylift House | Newark Road | Easton Industry | Peterborough |  | PE1 5YD | 05/03/2015 | Used waters from the external washing of hire equipment. | Nationwide Platforms Limited | 15 Midland Court | Central Park | Lutterworth | Leicester |  | LE17 4PN | at the gulley drain in the wash bay, prior to discharge to the public foul sewer | at Newark Road, Peterborough | TF2126000009 | TF2157999963 | [54 empty] | 2500 | mg/l | [54 empty] | 0.25 | l/s | [48 empty] | 11 | pH | 6 | pH | [18 empty] | 1000 | mg/l | [8 empty] | 1000 | mg/l | [6 empty] | 45 | °C | [8 empty] | 1 | m³/d
PETERBOROUGH (FLAG FEN) STW | S01HMPPBFFKA | Consent | Live | No | ACZ 417 | Sodexo Justice Services | HMP Peterborough | Saville Road | Westfield, Peterborough |  |  | PE3 7PD | 21/12/2015 | Used water from the laundering of prison linen. | Sodexo Limited | 1 Southampton Row | London |  |  |  | WC1B 5HA | at a point after the laundy | at Saville Road | TF1798400079 | TF1769100175 | [54 empty] | 2000 | mg/l | [54 empty] | 4 | l/s | [48 empty] | 11 | pH | 6 | pH | [18 empty] | 1000 | mg/l | [16 empty] | 45 | °C | [8 empty] | 12.5 | m³/d
PETERBOROUGH (FLAG FEN) STW | S01SPEEDFFKA | Consent | Live | No | ACW 82 | Speedy Asset Services Limited | Academy House | Fengate | Peterborough |  |  | PE1 5SW | 25/10/2011 | Wastewater from the washing of plant & equipment. | Speedy Asset Services Limited | Chase House, 16 The Parks | Newton Le Willows | Merseyside |  |  | WA12 0JQ | from the manhole, prior to discharge to the public foul sewer | at Fengate, Peterborough | TL2051098580 | TL2055098490 | [54 empty] | 2500 | mg/l | [54 empty] | 1 | l/s | [36 empty] | 250 | mg/l | [10 empty] | 11 | pH | 6 | pH | [18 empty] | 1000 | mg/l | [8 empty] | 1000 | mg/l | [6 empty] | 45 | °C | [8 empty] | 1 | m³/d
PETERBOROUGH (FLAG FEN) STW | S01DAWSONPKA | Consent | Live | No | ACZ 128 | Dawsonrentals Truck & Trailer Ltd | 1180 Lincoln Road | Werrington | Peterborough |  |  | PE4 6LA | 19/09/2014 | Used water arising from washing of lorries and trailers. | Dawsongroup Plc | Delaware Drive | Tongwell | Milton Keynes |  |  | MK15 8JH | at a point after the interceptor, prior to entering the public foul sewer | at Lincoln Road | TF1680902501 | TF1685202522 | [54 empty] | 2500 | mg/l | [54 empty] | 1 | l/s | [36 empty] | 250 | mg/l | [10 empty] | 11 | pH | 6 | pH | [18 empty] | 1000 | mg/l | [8 empty] | 1000 | mg/l | [6 empty] | 45 | °C | [8 empty] | 3 | m³/d
PETERBOROUGH (FLAG FEN) STW | S01GEOPBFFKA | Consent | Live | No | ACY 157 | Geopost UK Limited | DPD, Unit 4, Waterworth Road | Alwalton Hill, Peterborough | Cambridgeshire |  |  | PE7 3AG | 14/11/2013 | Used water from external washing of vehicles only. | Geopost UK Limited | Roebuck Lane, Smethwick | West Midlands |  |  |  | B66 1BN | at a point after the interceptor, prior to discharging to the public foul sewer | at Waterworth Road | TL1511994270 | TL1576095130 | [54 empty] | 2500 | mg/l | [54 empty] | 1 | l/s | [36 empty] | 250 | mg/l | [10 empty] | 11 | pH | 6 | pH | [18 empty] | 1000 | mg/l | [8 empty] | 1000 | mg/l | [6 empty] | 45 | °C | [8 empty] | 5 | m³/d
PETERBOROUGH (FLAG FEN) STW | S01MINIPOLKA | Consent | Live | No | ACY 229 | Mini Poli Limited | Unit A, Ashwood House | Limesquare Estate | Bretton | Peterborough, Cambs |  | PE3 8YE | 27/03/2014 | Used water arising from a hand car wash | Mini Poli Limited | Unit A Enterprise Way | Bretton | Peterborough | Cambridgeshire |  | PE8 8YE | at a point after the interceptor, prior to discharge to the public foul sewer | at Enterprise Way, Peterborough | TF1690901951 | TF1691002044 | [54 empty] | 2500 | mg/l | [54 empty] | 1 | l/s | [36 empty] | 250 | mg/l | [10 empty] | 11 | pH | 6 | pH | [18 empty] | 1000 | mg/l | [8 empty] | 1000 | mg/l | [6 empty] | 45 | °C | [8 empty] | 2.5 | m³/d
PETERBOROUGH (FLAG FEN) STW | S01BANPOOLKA | Consent | Live | No | ACX 07 | Bannatyne Fitness Limited | 25 Papyrus Road | Werrington | Peterborough | Cambridgeshire |  | PE4 5HW | 08/06/2012 | Wastewaters arising from (i) the operations of a swimming pool filter backwash system, and (ii) from the periodic drain down of the pool contents. | Bannatyne Fitness Limited | Powerhouse | Haughton Road | Darlington | County Durham |  | DL1 1ST | at a point prior to discharging to the public foul sewer | at Papyrus Road, Werrington, Peterborough | TF1590003550 | TF1585003520 | [54 empty] | 1000 | mg/l | [10 empty] | 5 | mg/l | [42 empty] | 38 | m³/hr | [36 empty] | 250 | mg/l | [10 empty] | 10 | pH | 6 | pH | [18 empty] | 1000 | mg/l | [8 empty] | 1000 | mg/l | [6 empty] | 45 | °C | [8 empty] | 5 | m³/d
PETERBOROUGH (FLAG FEN) STW | S01AEBISCHKA | Consent | Live | No | ACX 150 | Aebi Schmidt UK Limited | Southgate Way | Orton Southgate | Peterborough | Cambridgeshire |  | PE2 6GP | 11/12/2012 | Wastewaters arising from the external washing of vehicles only | Aebi Schmidt UK Limited | Southgate Way | Orton Southgate | Peterborough | Cambridgeshire |  | PE2 6GP | at a point after the basket trap and prior to discharging to the foul sewer | at Orton Southgate, Peterborough | TL1452094660 | TL1464094560 | [54 empty] | 2500 | mg/l | [54 empty] | 1 | l/s | [36 empty] | 250 | mg/l | [10 empty] | 11 | pH | 6 | pH | [18 empty] | 1000 | mg/l | [8 empty] | 1000 | mg/l | [6 empty] | 45 | °C | [8 empty] | 2 | m³/d
PETERBOROUGH (FLAG FEN) STW | S01ARCPETBKA | Consent | Live | No | ACR 233 | ARC Carwash | Serpentine Green Centre | Hampton | Peterborough |  |  | PE7 8BD | 17/01/2007 | Wastewaters from the external washing of vehicles after passage through an interceptor. | Anduff Carwash Ltd | 35-37 Amersham Hill | High Wycombe | Buckinghamshire |  |  | HP13 6NU | at point prior to discharge into the public sewer | at Hargate Way, Hampton | TL1841095050 | TL1841095050 | [54 empty] | 2000 | mg/l | [54 empty] | 2 | l/s | [36 empty] | 250 | mg/l | [10 empty] | 11 | pH | 6 | pH | [18 empty] | 1000 | mg/l | [8 empty] | 1000 | mg/l | [6 empty] | 45 | °C | [8 empty] | 20 | m³/d
PETERBOROUGH (FLAG FEN) STW | S01MEGACARKA | Consent | Live | No | ACR 99 | Mega-Car | Edgerley Drain Road | Peterborough | Cambridgeshire |  |  | PE1 5NL | 20/07/2006 | Wastewaters from the washing of vehicles. | Megacar UK Limited | Finsgate | 5-7 Cranwood Street | London |  |  | EC1V 9EE | at a point prior to discharge into the public foul sewer | at Edgerley Drain Road, Peterborough | TL2174099660 | TL2174099660 | [110 empty] | 0.5 | l/s | [36 empty] | 500 | mg/l | [10 empty] | 10 | pH | 6 | pH | [18 empty] | 1000 | mg/l | [8 empty] | 1000 | mg/l | [6 empty] | 45 | °C | [8 empty] | 2 | m³/d
PETERBOROUGH (FLAG FEN) STW | S01ANSYKESKA | Direction | Live | No | ADY 274 | Andrews Sykes Hire Limited | Royce Road | Carr Road Industrial Estate | Peterborough |  |  | PE1 5TW | 01/02/2014 | Used water from the external washing of vehicles and plant, after passage through an interceptor. | Andrews Sykes Hire Limited | Premier House | Darlington Street | Wolverhampton | West Midlands |  | WV1 4JJ | at a point after passage through an interceptor & prior to discharge to the public foul sewer | at Royce Road, Peterborough | TL2080099490 | TL2081099410 | [54 empty] | 2500 | mg/l | [54 empty] | 0.2 | m³/hr | [36 empty] | 250 | mg/l | [10 empty] | 11 | pH | 6 | pH | [18 empty] | 1000 | mg/l | [8 empty] | 1000 | mg/l | [6 empty] | 45 | °C | [8 empty] | 1 | m³/d
PETERBOROUGH (FLAG FEN) STW | S01BUBBLESKA1 | Consent | Live | No | ACZ 565 | Bubbles Hand Car Wash (UK) Ltd | Parkway Sports & Social Club | Maskew Avenue | Peterborough | Cambs |  | PE1 2AS | 08/09/2016 | Used waters from the external washing of vehicles only. | Bubbles Hand Car Wash (UK) Ltd | DHC Business Centre | 226 Dogsthorpe Road | Peterborough | Cambs |  | PE1 3PB | at a point prior to discharge to the public foul sewer | at MH 1701, adjacent to the traders site on Maskew Avenue | TF1811400808 | TF1810800781 | [54 empty] | 2500 | mg/l | [54 empty] | 1 | l/s | [48 empty] | 11 | pH | 6 | pH | [18 empty] | 1000 | mg/l | [16 empty] | 45 | °C | [8 empty] | 5 | m³/d
PETERBOROUGH (FLAG FEN) STW | S01PCCEFWFKA | Direction | Live | No | ADZ 659 | Viridor Waste Management Ltd | Peterborough ERF | Fourth Drove | Peterborough |  |  | PE1 5UR | 01/08/2016 | Used waters from pre-commissioning cleaning and boiler blowdown procedures. | Viridor Waste Management Limited | Peninsula House | Rydon Lane | Exeter | Devon |  | EX2 7HR | at a point prior to discharging to the public foul sewer | at Fengate, Peterborough | TL2166098970 | TL2155099040 | [54 empty] | 2000 | mg/l | [54 empty] | 4.25 | l/s | [48 empty] | 12.5 | pH | 6 | pH | [18 empty] | 1000 | mg/l | [16 empty] | 45 | °C | [8 empty] | 153 | m³/d
PETERBOROUGH (FLAG FEN) STW | S01FITZWILKA | Direction | Live | No | ADX 280 | Filtzwilliam Hospital | Milton Way | South Bretton | Peterborough | Cambridgeshire |  | PE3 8YQ | 01/01/2013 | Wastewaters, after silver recovery treatment, from x-ray developing equipment. | Ramsay Healthcare UK Operations Limited | 1 Hassett Street | Bedford |  |  |  | MK40 1HA | at a point prior to entry into the public foul sewer | at Milton Way, Peterborough | TL1546099010 | TL1543099020 | [54 empty] | 25000 | mg/l | [54 empty] | 0.1 | l/s | [36 empty] | 100 | mg/l | [10 empty] | 10 | pH | 6 | pH | [14 empty] | 2 | mg/l |  |  | 500 | mg/l | [16 empty] | 45 | °C | [8 empty] | 0.001 | m³/d
PETERBOROUGH (FLAG FEN) STW | S01PBOROA1KA | Direction | Live | No | ADT 127 | Peterborough Services | A1(M) Great North Road | Haddon | Peterborough | Cambridgeshire |  | PE7 3UQ | 01/10/2008 | Wastewater, following passage through an interceptor, from the external washing of vehicles. | The Owner | Peterborough Services | A1(M) Great North Road | Haddon | Peterborough | Cambridgeshire | PE7 3UQ | at a point prior to discharge into the public foul sewer | at manhole No. 1300 | TL1400094000 | TL1417094330 | [54 empty] | 2000 | mg/l | [54 empty] | 1 | l/s | [36 empty] | 250 | mg/l | [10 empty] | 11 | pH | 6 | pH | [18 empty] | 1000 | mg/l | [8 empty] | 1000 | mg/l | [6 empty] | 45 | °C | [8 empty] | 25 | m³/d
PETERBOROUGH (FLAG FEN) STW | S01MARSHALKA | Direction | Live | No | ADT 129 | Marshall of Peterborough | Chrysler Jeep Hopuse | Tyrell Park | Boongate | Peterborough |  | PE1 5PT | 01/10/2008 | Waste water, following passage through an interceptor, from the external washing of vehicles | Marshall Motor Group Limited | Airport House | The Airport | Cambridge | Cambridgeshire |  | CB5 8RY | at a point prior to discharging to the public foul sewer | Tyrell Park, Boongate | TL2078098920 | TL2083098840 | [54 empty] | 2000 | mg/l | [54 empty] | 1 | m³/hr | [36 empty] | 250 | mg/l | [10 empty] | 10 | pH | 6 | pH | [18 empty] | 1000 | mg/l | [8 empty] | 1000 | mg/l | [6 empty] | 45 | °C | [8 empty] | 5 | m³/d
PETERBOROUGH (FLAG FEN) STW | S01SOLAGLAKA | Direction | Live | No | ADY 204 | Glassolutions Saint-Gobain Limited | 183 Fengate | Peterborough | Cambridgeshire |  |  | PE1 5BZ | 01/01/2014 | Settled used water arising from (i) the cutting, grinding and washing of glass, (ii) a reverse osmosis plant, and (iii) the external washing of plant & vehicles. | Glassolutions Saint-Gobain Limited | Herald Way | Binley | Coventry |  |  | CV3 2ZG | at a point prior to discharge into the public foul sewer | at Fengate, Peterborough | TL2075098570 | TL2076098490 | [54 empty] | 2500 | mg/l | [54 empty] | 2 | m³/hr | [36 empty] | 250 | mg/l | [10 empty] | 11 | pH | 6 | pH | [18 empty] | 1000 | mg/l | [8 empty] | 1000 | mg/l | [6 empty] | 45 | °C | [8 empty] | 5 | m³/d
PETERBOROUGH (FLAG FEN) STW | S01SUPERMAKA | Direction | Live | No | ADU 537 | Somerfield Peterborough | Paston Parkway | Peterborough | Cambridgeshire |  |  | PE1 4SA | 01/04/2010 | Wastewater arising from the external washing of vehicles only. | Somerfield Stores Limtied | Somerfield House | Whitchurch Lane | Bristol |  |  | BS14 0TJ | at a point prior to discharging to the public foul sewer | at Parnell Way, Peterborough | TF2131001640 | TF2134001640 | [54 empty] | 2000 | mg/l | [54 empty] | 1 | l/s | [36 empty] | 250 | mg/l | [10 empty] | 11 | pH | 6 | pH | [18 empty] | 1000 | mg/l | [8 empty] | 1000 | mg/l | [6 empty] | 45 | °C | [8 empty] | 8 | m³/d
PETERBOROUGH (FLAG FEN) STW | S01BTREEPBKA | Consent | Live | No | ACZ 238 | Burnt Tree Vehicle Rental | Unit 15A Ivatt Way | Westwood | Peterborough |  |  | PE3 7PG | 10/03/2015 | Used water from the external washing of vehicles. | Burnt Tree Group Limited | Knights Way | Battlefield Enterprise Park | Shrewsbury | Salop |  | SY1 3AB | at a point after the interceptor, prior to discharge to the public foul sewer | at Ivatt Way | TF1750300991 | TF1756801018 | [54 empty] | 2500 | mg/l | [54 empty] | 0.5 | l/s | [48 empty] | 11 | pH | 6 | pH | [18 empty] | 1000 | mg/l | [8 empty] | 1000 | mg/l | [6 empty] | 45 | °C | [8 empty] | 1 | m³/d
PETERBOROUGH (FLAG FEN) STW | S01DHLPBORKA | Direction | Live | No | ADY 385 | Yodel Delivery Network Ltd | Unit 26 Manastry Road Trading Estate | Orton Southgate | Peterborough | Cambridgeshire |  | PE2 6UP | 01/06/2014 | Used water arising from the external washing of vehicles, after passage through a suitable sized & maintained interceptor. | Yodel Delivery Network Limited | First Floor, Skyways House | Speke Road, | Speke, Liverpool, Merseyside |  |  | L70 1AB | at a point free from domestic sewage and prior to discharge into the public foul sewer | at Manastry Road, Peterborough | TL4706049640 | TL1471049020 | [54 empty] | 2500 | mg/l | [54 empty] | 1 | l/s | [36 empty] | 250 | mg/l | [10 empty] | 11 | pH | 6 | pH | [18 empty] | 1000 | mg/l | [8 empty] | 1000 | mg/l | [6 empty] | 45 | °C | [8 empty] | 2 | m³/d
PETERBOROUGH (FLAG FEN) STW | S01SAFEPETKA | Direction | Live | No | ADV 183 | Morrisons Petrol Filling Station | Lincoln Road | Peterborough | Cambridgeshire |  |  | PE4 6WS | 01/11/2010 | Wastewater arising from the external washing of vehicles only. | Wm Morrison Supermarkets PLC | Hilmore House | Gain Lane | Bradford | West Yorkshire |  | BD3 7DL | at the vehicle washdown area, prior to discharging to the public foul sewer | at Lincoln Road, Peterborough | TF1746001640 | TF1746001640 | [54 empty] | 2000 | mg/l | [54 empty] | 1 | m³/hr | [36 empty] | 250 | mg/l | [10 empty] | 11 | pH | 6 | pH | [18 empty] | 1000 | mg/l | [8 empty] | 1000 | mg/l | [6 empty] | 45 | °C | [8 empty] | 2.5 | m³/d
PETERBOROUGH (FLAG FEN) STW | S01ENTPBFFKA | Consent | Live | No | ACZ 370 | Enterprise Managed Services Ltd | Amey Depot | Nursery Lane | Fengate | Peterborough |  | PE1 5BG | 28/09/2015 | Used water from the external washing of vehicles. | Amey LG Limited | The Sherard Building | Edmund Halley Road | Oxford |  |  | OX4 4DQ | at a point after the interceptor, prior to discharge to the public foul sewer | at a point via private sewer to Fengate | TL2050498660 | TL2059198497 | [54 empty] | 2500 | mg/l | [54 empty] | 2.5 | l/s | [48 empty] | 11 | pH | 6 | pH | [18 empty] | 1000 | mg/l | [16 empty] | 45 | °C | [8 empty] | 5 | m³/d
PETERBOROUGH (FLAG FEN) STW | S01GLINTSSKA | Direction | Live | No | ADT 82 | The Owner | Glinton Service Station | Glinton Bypass - A15 | Peterborough | Cambs |  | PE2 5EW | 01/09/2008 | Wastewaters from the external washing of vehicles | The Owner | Glinton Service Station | Glinton Bypass - A15 | Peterborough | Cambs |  | PE2 5EW | at a point prior to discharging to the public foul sewer | Glinton Road, Peterborough | TF1510005120 | TF1510005120 | [54 empty] | 2000 | mg/l | [54 empty] | 1 | m³/hr | [36 empty] | 250 | mg/l | [10 empty] | 11 | pH | 6 | pH | [18 empty] | 1000 | mg/l | [8 empty] | 1000 | mg/l | [6 empty] | 45 | °C | [8 empty] | 2 | m³/d
PETERBOROUGH (FLAG FEN) STW | S01HERL KA | Direction | Live | No | ADV 253 | Schoffields Launderette | 25 Herlington Centre | Orton Malborne | Peterborough | Cambridgeshire |  | PE2 5PN | 01/01/2011 | Wastewater from the laundering of clothes. | Mrs Angela Holmes | 32 Thornleigh Drive | Orton Longueville | Peterborough | Cambridgeshire |  | PE2 7AL | at a point prior to discharge to the public foul sewer | at Herlington Centre, Peterborough | TL1900099000 | TL6943058190 | [54 empty] | 3000 | mg/l | [54 empty] | 2 | m³/hr | [36 empty] | 250 | mg/l | [10 empty] | 11 | pH | 6 | pH | [18 empty] | 1000 | mg/l | [8 empty] | 1000 | mg/l | [6 empty] | 45 | °C | [8 empty] | 20 | m³/d
PETERBOROUGH (FLAG FEN) STW | S01EASYWASKA1 | Consent | Live | No | ACS 65 | Easywash Laundry & Dry Cleaners | 8 Skaters Way | Werrington | Peterborough | Cambridgeshire |  | PE4 6NB | 10/08/2007 | Wastewaters from the laundering and dry cleaning of clothes. | Mr N G Meadows | 35 Aquila Way | Langtoft | Peterborough | Cambridgeshire |  | PE6 9NN | at a point within the premises | at Werrington Centre | TF1705003970 | TF1705003970 | [54 empty] | 2000 | mg/l | [54 empty] | 1.1 | m³/hr | [36 empty] | 100 | mg/l | [10 empty] | 11 | pH | 6 | pH | [18 empty] | 500 | mg/l | [8 empty] | 1000 | mg/l | [6 empty] | 45 | °C | [8 empty] | 10 | m³/d
PETERBOROUGH (FLAG FEN) STW | S01PELAUNDKA | Direction | Live | No | ADU 539 | Peterborough Laundry Services Limited | 7 Alfric Square, Maxwell Road | Woodston Industry | Peterborough | Cambridgeshire |  | PE2 7JP | 01/05/2010 | Wastewater from domestic and light commercial laundry. | Peterborough Laundry Services Limited | 7 Alfric Square, Maxwell Road | Woodston Industry | Peterborough | Cambridgeshire |  | PE2 7JP | at a point prior to discharging to the public foul sewer | at Alfric Square, Peterborough | TL1803096870 | TL1798096810 | [54 empty] | 2000 | mg/l | [54 empty] | 1 | l/s | [36 empty] | 250 | mg/l | [10 empty] | 11 | pH | 6 | pH | [18 empty] | 500 | mg/l | [8 empty] | 1000 | mg/l | [6 empty] | 45 | °C | [8 empty] | 6 | m³/d
PETERBOROUGH (FLAG FEN) STW | S01BCARAUCKA | Direction | Live | No | ADU 178 | British Car Auctions Limited | Skating Rink | Newark Road | Peterborough | Cambridgeshire |  | PE1 5YD | 01/10/2009 | Wastewater, having passed through an interceptor, from the external washing of vehicles only. | British Car Auctions Limited | Headway House | Crosby Way | Farnham | Surrey |  | GU9 7XG | at a point prior to discharge into the public foul sewer | at Newark Road | TL2111098730 | TL2118098800 | [54 empty] | 2000 | mg/l | [54 empty] | 1 | m³/hr | [36 empty] | 250 | mg/l | [10 empty] | 11 | pH | 6 | pH | [18 empty] | 1000 | mg/l | [8 empty] | 1000 | mg/l | [6 empty] | 45 | °C | [8 empty] | 5 | m³/d
PETERBOROUGH (FLAG FEN) STW | S01TECSERVKAP | Consent | Live | No | ACZ 708 | TecServ UK | 28 Manasty Road | Orton Southgate | Peterborough |  |  | PE2 6UP | 10/08/2017 | Used water from the washing of tools and equipment. | HSS Hire Services Limited | 25 Willow Lane | Mitcham | Surrey |  |  | CR4 4TS | at a point after the interceptor | at Manasty Road | TL1464894954 | TL1462794926 | [54 empty] | 2500 | mg/l | [54 empty] | 1 | l/s | [48 empty] | 11 | pH | 6 | pH | [18 empty] | 1000 | mg/l | [16 empty] | 45 | °C | [8 empty] | 1 | m³/d
PETERBOROUGH (FLAG FEN) STW | S01TESCOPTKA | Direction | Live | No | ADZ 903 | Tesco Distribution Centre | 1 Staplee Way | Peterborough | Cambridgeshire |  |  | PE1 4YT | 01/02/2017 | Used water from refrigeration plant, vehicle washing and rainwater harvesting tanks. | Tesco Stores Limited | Tesco House | Shire Park | Kestrel Way | Welwyn Garden City, Herts |  | AL7 1GA | at a point prior to discharge into the public foul sewer (at TF21640156) | at Parnwell Way, Peterborough | TF2198101226 | TF2160001500 | [54 empty] | 1000 | mg/l |  |  |  |  | 200 | mg/l | [48 empty] | 6.2 | l/s | [48 empty] | 10 | pH | 6 | pH | [18 empty] | 500 | mg/l | [16 empty] | 45 | °C | [8 empty] | 75 | m³/d
PETERBOROUGH (FLAG FEN) STW | S01JACKHUPKA | Direction | Live | No | ADU 489 | Jack Hunt Swimming Pool | Ledbury Road | Peterborough | Cambridgeshire |  |  | PE3 6PN | 01/04/2010 | Wastewater from pool emptying and filter backwashing. | Peterbrough City Council | Town Hall | Bridge Street | Peterborough | Cambridgeshire |  | PE1 1HF | at a point prior to discharging to the public foul sewer | at Ledbury Road, Peterborough | TL1690099250 | TL1688033910 | [54 empty] | 500 | mg/l | [10 empty] | 5 | mg/l | [42 empty] | 5 | m³/hr | [36 empty] | 250 | mg/l | [10 empty] | 10 | pH | 6 | pH | [18 empty] | 500 | mg/l | [8 empty] | 1000 | mg/l | [6 empty] | 45 | °C | [8 empty] | 15 | m³/d
PETERBOROUGH (FLAG FEN) STW | S01LINC KA | Direction | Live | No | ADZ 131 | Wash & Dry Limited | 206 Lincoln Road | Peterborough | Cambridgeshire |  |  | PE1 2NQ | 01/11/2014 | Used waters from the laundering of domestic items only. | Wash & Dry Limited | 101 Harris Street | Peterborough | Cambridgeshire |  |  | PE1 2LZ | at a point insude the premises and prior to discharging to the public foul sewer | at Lincoln Road, Peterborough | TF1890000080 | TF1890000070 | [54 empty] | 2000 | mg/l | [54 empty] | 1.5 | l/s | [36 empty] | 100 | mg/l | [10 empty] | 11 | pH | 6 | pH | [18 empty] | 1000 | mg/l | [8 empty] | 1000 | mg/l | [6 empty] | 45 | °C | [8 empty] | 7 | m³/d
PETERBOROUGH (FLAG FEN) STW | S01HARRISOKA | Direction | Live | No | ADU 538 | T C Harrison Group Limited | Oxney Road | Peterborough | Cambridgeshire |  |  | PE1 5YN | 01/05/2010 | Wastewater from the external washing of vehicles only. | T C Harrison Group Limited | Milford House | Mill Street | Bakewell | Derbyshire |  | DE45 1DA | at a point prior to discharging to the public foul sewer | at Oxney Road, Peterborough | TF2191000730 | TF2179000630 | [54 empty] | 2000 | mg/l | [54 empty] | 2 | m³/hr | [36 empty] | 250 | mg/l | [10 empty] | 11 | pH | 6 | pH | [18 empty] | 1000 | mg/l | [8 empty] | 1000 | mg/l | [6 empty] | 45 | °C | [8 empty] | 5 | m³/d
PETERBOROUGH (FLAG FEN) STW | S01RYDERVWKA | Direction | Live | No | ADU 643 | Hermes Parcelnet Limited | Saville Road | Westwood | Peterborough | Cambridgeshire |  | PE3 7PR | 01/06/2010 | Wastewater from the external washing of vehicles only. | Hermes Parcelnet Limited | Capitol House | 1 Capitol Close | Morley | Leeds | West Yorkshire | LS27 0HW | at a point prior to discharge into the public foul sewer | at Saville Road | TF1766000010 | TF1768000030 | [54 empty] | 2000 | mg/l | [54 empty] | 1 | l/s | [36 empty] | 250 | mg/l | [10 empty] | 11 | pH | 6 | pH | [18 empty] | 1000 | mg/l | [8 empty] | 1000 | mg/l | [6 empty] | 45 | °C | [8 empty] | 7 | m³/d
PETERBOROUGH (FLAG FEN) STW | S01WOODGRAKA | Direction | Live | No | ADY 304 | Woodgrange Service Station | 1266 Lincoln Road | Werrington | Peterborough, Cambridgeshire |  |  | PE4 6LQ | 01/03/2014 | Used water from the external washing of vehicles, after passage through a suitably sized and maintainted interceptor. | Mr C Driscoll T/A Woodgrange Service Station | 1266 Lincoln Road | Werrington | Peterborough, Cambridgeshire |  |  | PE4 6LQ | at a point after interception and prior to discharging to the public foul sewer | at Lincoln Road, Werrington | TL1679029370 | TL1681029220 | [54 empty] | 2500 | mg/l | [54 empty] | 2 | m³/hr | [36 empty] | 250 | mg/l | [10 empty] | 11 | pH | 6 | pH | [18 empty] | 1000 | mg/l | [8 empty] | 1000 | mg/l | [6 empty] | 45 | °C | [8 empty] | 10 | m³/d
PETERBOROUGH (FLAG FEN) STW | S01OSLICARKA | Direction | Live | No | ADY 133 | London Road Hand Car Wash | 33 - 35 London Road | Peterborough | Cambridgeshire |  |  | PE2 8AN | 01/10/2013 | Used waters from the external washing of vehicles. | Kadri Demaj | 162 Eastern Avenue | Peterborough | Cambridgeshire |  |  | PE1 4PX | at a point prior to discharge into the public foul sewer | in London Road, Peterborough | TL1900097140 | TL1900097140 | [54 empty] | 2500 | mg/l | [54 empty] | 3 | m³/hr | [36 empty] | 250 | mg/l | [10 empty] | 11 | pH | 6 | pH | [18 empty] | 1000 | mg/l | [8 empty] | 1000 | mg/l | [6 empty] | 45 | °C | [8 empty] | 20 | m³/d
PETERBOROUGH (FLAG FEN) STW | S01PETSNAPKA | Direction | Live | No | ADX 467 | Snappy Snaps | 2 Broadway | Peterborough | Cambridgeshire |  |  | PE1 1RS | 01/04/2013 | Wastewaters, following silver recovery, from photographic processing. | Mr Mansour Said and Mr Omar Said T/A Snappy Snaps | 82 Welland Road | Peterborough | Cambridgeshire |  |  | PE1 3SG | at a point from the rear of the developing machine | at Bridge Street. | TL1923098840 | TL1923098840 | [54 empty] | 25000 | mg/l | [54 empty] | 1 | l/s | [36 empty] | 100 | mg/l | [10 empty] | 10 | pH | 6 | pH | [14 empty] | 2 | mg/l |  |  | 500 | mg/l | [16 empty] | 45 | °C | [8 empty] | 0.5 | m³/d
PETERBOROUGH (FLAG FEN) STW | S01CSTESCOKA | Direction | Live | No | ADZ 243 | Tesco Distribution Centre | 1 Staplee Way | Peterborough | Cambridgeshire |  |  | PE1 4YT | 01/05/2015 | Used waters arising from the washing of trays & dollies, cages & equipment used for the transportation of food, fruit & vegetables, internal cleaning of trailers & yard area which may contain leakage from compactor & waste storage area. | Tesco Stores Limited | Tesco House | Delamere Road | Cheshunt | Hertfordshire |  | EN8 9SL | at a point prior to discharging to the public foul sewer | at Parnwell Way, Peterborough | TF2188900946 | TF2171100942 | [54 empty] | 1000 | mg/l |  |  |  |  | 1000 | mg/l | [48 empty] | 4 | l/s | [48 empty] | 10 | pH | 6 | pH | [18 empty] | 1000 | mg/l | [8 empty] | 1000 | mg/l | [6 empty] | 45 | °C | [8 empty] | 100 | m³/d
PETERBOROUGH (FLAG FEN) STW | S01ORTONFSKA | Direction | Live | No | ADT 83 | Orton Filling Station | Paxton Road | Orton Southgate | Peterborough | Cambridgeshire |  | PE2 5EW | 01/09/2008 | Waste waters from the external washing of vehicles | The Owner | Orton Filling Station | Paxton Road | Orton Southgate | Peterborough | Cambridgeshire | PE2 5EW | at a point after the interceptor and prior to discharging to the public foul sewer | Paxton Road, Peterborough | TL1499095480 | TL1520095450 | [54 empty] | 2000 | mg/l | [54 empty] | 2 | m³/hr | [36 empty] | 250 | mg/l | [10 empty] | 11 | pH | 6 | pH | [18 empty] | 1000 | mg/l | [8 empty] | 1000 | mg/l | [6 empty] | 45 | °C | [8 empty] | 10 | m³/d
PETERBOROUGH (FLAG FEN) STW | S01JWSMITHKA | Direction | Live | No | ADV 378 | Global Door (UK) Limited | Haulage Yard | Newark Road | Peterborough | Cambridgeshire |  | PE1 5YD | 01/04/2011 | Wastewater from vehicle & plant washing. | Global Door (UK) Limited | 316 Padholme Road East | Eastern Industry | Peterborough | Cambridgeshire |  | PE1 5XL | at a point prior to discharge to the public foul sewer | at Newark Road, Peterborough | TL2157099610 | TL2160099610 | [54 empty] | 2500 | mg/l | [54 empty] | 1 | m³/hr | [36 empty] | 250 | mg/l | [10 empty] | 11 | pH | 6 | pH | [18 empty] | 1000 | mg/l | [8 empty] | 1000 | mg/l | [6 empty] | 45 | °C | [8 empty] | 4 | m³/d
PETERBOROUGH (FLAG FEN) STW | S01BGPOWERKA | Direction | Live | No | ADS 179 | Flag Fen AGI | Storeys Bar Road | Peterborough |  |  |  | PE1 5NT | 01/06/2008 | Waste waters from boiler condensate | National Grid Gas PLC | 1 - 3 Strand | London |  |  |  | WC2N 5EH | at a point prior to discharging into the public foul sewer | Fourth Drove, Peterborough | TF2200099100 | TF2200099100 | [54 empty] | 10000 | mg/l | [16 empty] | 0.1 | mg/l | [36 empty] | 0.2 | m³/hr | [36 empty] | 250 | mg/l | [10 empty] | 10 | pH | 5 | pH | [18 empty] | 100 | mg/l | [8 empty] | 1000 | mg/l | [6 empty] | 45 | °C | [8 empty] | 3 | m³/d | [14 empty] | 2 | mg/l
PETERBOROUGH (FLAG FEN) STW | S01IMOWPETKA | Direction | Live | No | ADT 81 | ARC Car Wash | Bourges Boulevard | Peterborough | Cambridgeshire |  |  | PE1 2AF | 01/09/2008 | Wastewaters from an automatic car wash | Anduff Car Wash Limited | 35 - 37 Amersham Hill | High Wycombe | Buckinghamshire |  |  | HP13 6NU | at a point prior to discharging to the public foul sewer | Bouges Boulavard, Peterborough | TL1858099410 | TL1859099430 | [54 empty] | 2000 | mg/l | [54 empty] | 4 | m³/hr | [36 empty] | 250 | mg/l | [10 empty] | 11 | pH | 6 | pH | [18 empty] | 1000 | mg/l | [8 empty] | 1000 | mg/l | [6 empty] | 45 | °C | [8 empty] | 17 | m³/d
PETERBOROUGH (FLAG FEN) STW | S01WDSTNFSKA | Direction | Live | No | ADZ 822 | Motor Fuel Limited | Woodston Service Station (FS063) | Oundle Road | Woodston, Peterborough |  |  | PE2 9QP | 01/12/2016 | Used water, after passage through an interceptor, from the external washing of vehicles. | Motor Fuel Limited | Building 2 | Abbey View | Everard Close | St Albans, Hertfordshire |  | AL1 2QU | at a point prior to discharge into the public foul sewer | at Oundle Road | TL1814097470 | TL1813097510 | [54 empty] | 2500 | mg/l | [54 empty] | 1 | l/s | [48 empty] | 11 | pH | 6 | pH | [18 empty] | 1000 | mg/l | [16 empty] | 45 | °C | [8 empty] | 5 | m³/d
PETERBOROUGH (FLAG FEN) STW | S01ANGLISDKA | Consent | Live | No | ACR 22 | Anglian Self Drive | Oxney Road | Peterborough | Cambridgeshire |  |  | PE1 5YW | 05/06/2006 | Wastewater from vehicle washing. | Anglian Self Drive Limited | Norflex House | Allington Way | Darlington | Durham |  | DL1 4DY | at a point prior to discharge into the public foul sewer at NGR TF22000050 | at Oxney Road, Peterborough | TF2220000600 | TF2220000600 | [110 empty] | 1 | m³/hr | [36 empty] | 300 | mg/l | [10 empty] | 10 | pH | 6 | pH | [18 empty] | 1000 | mg/l | [8 empty] | 1000 | mg/l | [6 empty] | 45 | °C | [8 empty] | 2 | m³/d
PETERBOROUGH (FLAG FEN) STW | S01LIDOPOOKA | Direction | Live | No | ADV 291 | Lido - Outdoor Swimming Pool | Bishops Road | Peterborough | Cambridgeshire |  |  | PE1 1YY | 01/02/2011 | Wastewater arising from the backwashing of swimming pool filters and from the periodic emptying of swimming pool. | Vivacity Culture and Leisure | Peterborough Central Library | Broadway | Peterborough | Cambridgeshrie |  | PE1 1RX | at a point prior to discharge to the public foul sewer | at Bishop Road, Peterborough | TL1900099000 | TL1948098360 | [54 empty] | 500 | mg/l | [10 empty] | 5 | mg/l | [42 empty] | 50 | m³/hr | [36 empty] | 250 | mg/l | [10 empty] | 10 | pH | 6 | pH | [18 empty] | 500 | mg/l | [8 empty] | 1000 | mg/l | [6 empty] | 45 | °C | [8 empty] | 50 | m³/d
PETERBOROUGH (FLAG FEN) STW | S01TOWNFASKA | Direction | Live | No | ADZ 346 | Vivacity Premier Fitness | Unit 3, Hadfield Road | Hampton | Peterborough |  |  | PE7 8DT | 01/08/2015 | Used water from the filter backwashing process and periodic drain-down of swimming pool contents. | Vivacity Culture and Leisure | Peterborough Central Library | Broadway | Peterborough, Cambridgeshire |  |  | PE1 1RX | at the discharge from the Turbosider storage tank, prior to discharging to the public foul sewer | at Ashbourne Road, Peterborough | TL1811047940 | TL1824794791 | [54 empty] | 1000 | mg/l | [54 empty] | 3 | l/s | [48 empty] | 10 | pH | 6 | pH | [18 empty] | 1000 | mg/l | [16 empty] | 45 | °C | [8 empty] | 2 | m³/d
PETERBOROUGH (FLAG FEN) STW | S01STORR KA | Direction | Live | No | ADZ 130 | Wash & Dry Limited | 74 Storrington Way | Peterborough | Cambridgeshire |  |  | PE4 6QP | 01/11/2014 | Used waters from the laundering of domestics items only. | Wash & Dry Limited | 101 Harris Street | Peterborough | Cambridgeshire |  |  | PE1 2LZ | at a point within the building, prior to discharging to the public foul sewer | at Storrington Way, Peterborough | TF1733002800 | TF1733002780 | [54 empty] | 2000 | mg/l | [54 empty] | 1.5 | l/s | [36 empty] | 100 | mg/l | [10 empty] | 11 | pH | 6 | pH | [18 empty] | 1000 | mg/l | [8 empty] | 1000 | mg/l | [6 empty] | 45 | °C | [8 empty] | 7 | m³/d
PETERBOROUGH (FLAG FEN) STW | S01BMWSYCAKA | Direction | Live | No | ADU 176 | BMW Sycamore (After Sales Centre) | 30 Papyrus Road | Werrington | Peterborough | Cambridgeshire |  | PE4 5HW | 01/10/2009 | Wastewater, after passing through an interceptor, from the external washing of vehicles only. | Sycamore (Peterborough) Limited | C/o Grant Thornton UK LLP | Regent House, 80 Regent Road | Leicester |  |  | LE1 7NH | at a point prior to discharge into the public foul sewer | at Papyrus Way, Werrington | TF1578003660 | TF1582003670 | [54 empty] | 2000 | mg/l | [54 empty] | 1 | l/s | [36 empty] | 250 | mg/l | [10 empty] | 11 | pH | 6 | pH | [18 empty] | 1000 | mg/l | [8 empty] | 1000 | mg/l | [6 empty] | 45 | °C | [8 empty] | 5 | m³/d
PETERBOROUGH (FLAG FEN) STW | S01RMAUTPCKA | Direction | Live | No | ADU 408 | Royal Mail Peterborough Mail Centre | Papyrus Road | Peterborough | Cambridgeshire |  |  | PE4 5PE | 01/02/2010 | Wastewaters consisting of condensate from heat and power plants only. | Royal Mail Group Limited | 100 Victoria Embankment | London |  |  |  | EC4Y 0HQ | at a point prior to discharge into the public foul sewer | at Papyrus Road, Werrington | TF1617003030 | TF1313002980 | [54 empty] | 2000 | mg/l | [54 empty] | 1 | l/s | [36 empty] | 250 | mg/l | [10 empty] | 11 | pH | 6 | pH | [18 empty] | 1000 | mg/l | [8 empty] | 1000 | mg/l | [6 empty] | 45 | °C | [8 empty] | 0.5 | m³/d
PETERBOROUGH (FLAG FEN) STW | S01PREMJVWKA | Direction | Live | No | ADZ 26 | Farcet Hand Car Wash | 101 Peterborough Road | Farcet | Peterborough | Cambridgeshire |  | PE7 3BN | 01/07/2014 | Used water from the hand washing of cars. | Mr Nozad Rashid Majed - T/A Farcet Hand Car Wash | 62 Gladstone Street | Peterborough | Cambridgeshire |  |  | PE1 2BL | at a point prior to discharge into the public foul sewer | at Peterborough Road, Farcet | TL2010095300 | TL2010095300 | [54 empty] | 2500 | mg/l | [54 empty] | 1 | l/s | [36 empty] | 250 | mg/l | [10 empty] | 11 | pH | 6 | pH | [18 empty] | 1000 | mg/l | [8 empty] | 1000 | mg/l | [6 empty] | 45 | °C | [8 empty] | 2 | m³/d
PETERBOROUGH (FLAG FEN) STW | S01AUTOSPAKA1 | Consent | Live | No | TECO-0047-2018 | Autospa | 7 Carr Road Industrial Estate | Peterborough | Cambridgeshire |  |  | PE1 5YA | 05/06/2018 | Used water, from the external washing of vehicles only. | Autospa (Peterborough) Limited | 7 Carr Road Industrial Estate | Peterborough | Cambridgeshire |  |  | PE1 5YA | a point prior to the public foul sewer | Frank Perkins Way | TL2075499391 | TL2073299409 | [54 empty] | 2500 | mg/l | [54 empty] | 1 | l/s | [48 empty] | 11 | pH | 6 | pH | [18 empty] | 1000 | mg/l | [16 empty] | 45 | °C | [8 empty] | 10 | m³/d
PETERBOROUGH (FLAG FEN) STW | S01FINNINGKA0 | Consent | Live | No | TECO-0041-2019 | Finning (UK) Limited | Unit A | The Kingsbridge Centre | Sturrock Way | Bretton, Peterborough | Cambridgeshire | PE3 8TZ | 15/05/2019 | Used water, having passed through a suitably sized and maintained interceptor, from the washing of construction equipment. | Finning (UK) Limited | Watling Street | Bridgtown | Cannock | Staffordshire |  | WS11 8LL | the above ground interceptor | Sturrock Way | TF1722801661 | TF1728901602 | [54 empty] | 2000 | mg/l | [54 empty] | 1 | l/s | [36 empty] | 250 | mg/l | [10 empty] | 11 | pH | 6 | pH | [18 empty] | 1000 | mg/l | [16 empty] | 45 | °C | [8 empty] | 2 | m³/d
PETERBOROUGH (FLAG FEN) STW | S01OCADOPDKA0 | Consent | Live | No | TECO-0044-2019 | Ocado Operating Limited | 3 Whitehead Drove | Fengate | Peterborough | Cambridgeshire |  | PE1 5BF | 08/04/2019 | Used water, after passage via an interceptor, from the external washing of vehicles only. | Ocado Operating Limited | Buildings 1 & 2 Trident Place | Mosquito Way | Hatfield | Hertfordshire |  | AL10 9UL | a point after the interceptor | Whitehead drove | TL2131198366 | TL2120598350 | [54 empty] | 2500 | mg/l | [54 empty] | 1 | l/s | [48 empty] | 11 | pH | 6 | pH | [18 empty] | 1000 | mg/l | [16 empty] | 45 | °C | [8 empty] | 5 | m³/d
PETERBOROUGH (FLAG FEN) STW | S01CSTESCOKA1 | Direction | Live | No | TEDI-0081-2019 | Tesco Distribution Centre | 1 Staplee Way | Peterborough | Cambridgeshire |  |  | PE1 4YT | 25/11/2019 | Used water from the regeneration of a water softener with sodium chloride. | Tesco Stores Limited | Tesco House | Shire Park | Kestrel Way | Welwyn Garden City | Hertfordshire | AL7 1GA | a point prior to discharging into the public foul sewer. | Parnwell Way, Peterborough | TF2164001560 | TF2164001560 | [54 empty] | 500 | mg/l |  |  |  |  | 36000 | mg/l | [48 empty] | 1 | l/s | [48 empty] | 10 | pH | 6 | pH | [18 empty] | 200 | mg/l | [8 empty] | 1000 | mg/l | [6 empty] | 45 | °C | [8 empty] | 2.5 | m³/d
PETERBOROUGH (FLAG FEN) STW | S01KRISPYKKA1 | Consent | Live | No | TECO-0057-2019 | Krispy Kreme Peterborough | Unit 4 | Hadfield Road | Hampton | Peterborough | Cambridgeshire | PE7 8DT | 12/06/2019 | Used water from the manufacture of donuts. | Krispy Kreme U.K. Limited | Unit 4 Albany Park | Frimley Road | Camberley | Surrey |  | GU16 7PQ | the outlet of the external grease trap | Hadfield Road | TL1829394912 | TL1833594912 | [54 empty] | 20000 | mg/l | [54 empty] | 1 | l/s | [36 empty] | 250 | mg/l | [10 empty] | 10 | pH | 6 | pH | [18 empty] | 2500 | mg/l | [16 empty] | 45 | °C | [8 empty] | 1 | m³/d
PETERBOROUGH (FLAG FEN) STW | S01OAKHMALKA | Direction | Live | No | TEDI-0044-2020 | Oakham Ales | 2 Maxwell Road | Woodston | Peterborough | Cambridgeshire |  | PE2 7JB | 02/11/2020 | Used water from the cleaning of vessels and equipment used for the brewing of beers. | Mr J E Bryan, Mr P R Hook & Mr M A Posnett | T/A Oakham Ales | 2 Maxwell Road | Woodston | Peterborough | Cambridgeshire | PE7 2JB | the Chamber in brew house floor | Maxwell Road, Peterborough | TL1804596767 | TL1802696764 | [54 empty] | 5000 | mg/l | [16 empty] | 3 | mg/l | [36 empty] | 2 | l/s | [48 empty] | 10 | pH | 6 | pH | [8 empty] | 25 | mg/l | [8 empty] | 1000 | mg/l | [16 empty] | 43 | °C | [8 empty] | 50 | m³/d
PETERBOROUGH (FLAG FEN) STW | S01KINGFSHKA | Direction | Live | No | TEDI-0186-2019 | Walstead Peterborough Limited | Storeys Bar Road | Peterborough | Cambridgeshire |  |  | PE1 5YS | 22/03/2020 | Used water comprising diluted solutions and rinse waters from film preparation and lithographic plate making processes. | Walstead Peterborough Limited | 22 Westside Centre | London Road | Colchester |  |  | C03 8PH | a point on the drain in front of the building behind the a/c units | Storeys Bar Road, Peterborough | TL2177099400 | TL2172099320 | [54 empty] | 750 | mg/l | [54 empty] | 1 | l/s | [48 empty] | 10 | pH | 6 | pH | [18 empty] | 250 | mg/l | [16 empty] | 45 | °C | [8 empty] | 10 | m³/d
PETERBOROUGH (FLAG FEN) STW | S01ADAMSFSKA | Direction | Live | No | TEDI-0190-2019 | Kingfisher Filling Station (FS174) | 218-226 Lincoln Road | Peterborough | Cambridgeshire |  |  | PE1 2NE | 12/02/2020 | Used water from the external washing of vehicles. | Motor Fuel Limited | Gladstone Place | 36-38 Upper Marlborough Road | St Albans | Hertfordshire |  | AL1 3UU | grid ref TF18860015 prior to discharge into the public foul sewer | Lincoln Road, Peterborough | TF1888300149 | TF1890700154 | [54 empty] | 2500 | mg/l | [54 empty] | 1 | l/s | [48 empty] | 11 | pH | 6 | pH | [18 empty] | 1000 | mg/l | [16 empty] | 45 | °C | [8 empty] | 6 | m³/d
PETERBOROUGH (FLAG FEN) STW | S01LIDLRDCKA1 | Consent | Live | No | TECO-0080-2020 | Lidl | Waterworth Road | Alwalton Hill | Peterborough | Cambridgeshire |  | PE7 3AG | 11/08/2020 | Used water from the chain conveyer used for cleaning and storage of TK Boxes. | Lidl UK GmbH | 19 Worple Road | London | Wimbledon |  |  | SW19 4JS | the gully drains located at the conveyors | private sewer on Waterworth Road to PEFSSP | TL1473194030 | TL1534494434 | [54 empty] | 2500 | mg/l | [54 empty] | 5 | l/s | [48 empty] | 11 | pH | 6 | pH | [18 empty] | 1000 | mg/l | [16 empty] | 43 | °C | [8 empty] | 2 | m³/d
PETERBOROUGH (FLAG FEN) STW | S01LIDLRDCKA2 | Consent | Live | No | TECO-0081-2020 | Lidl | Waterworth Road | Alwalton Hill | Peterborough | Cambridgeshire |  | PE7 3AG | 11/08/2020 | Used water, after passage via an interceptor, from the external washing of vehicles and associated hard standing surface water run off. | Lidl UK GmbH | 19 Worple Road | Wimbledon | London |  |  | SW19 4JS | the downstream of the lorry wash after the interceptor | the private sewer on Waterworth Road to PEFSSP | TL1459493766 | TL1534494434 | [54 empty] | 2500 | mg/l | [54 empty] | 2.5 | l/s | [48 empty] | 11 | pH | 6 | pH | [18 empty] | 1000 | mg/l | [16 empty] | 43 | °C | [8 empty] | 40 | m³/d
PETERBOROUGH (FLAG FEN) STW | S01PERKOB KA | Direction | Live | Yes | TEDI-0121-2020 | Perkins Engines Company Limited | Eastfield | Frank Perkins Way | Peterborough | Cambridgeshire |  | PE1 5FQ | 01/12/2020 | Used waters arising from (i) industrial washing machines, (ii) test shops, (iii) engine cooling, (iv) nitriding, and (v) washdown derived from discharges designated as "Bay 11". | Perkins Engines Company Limited | Eastfield | Frank Perkins Way | Peterborough | Cambridgeshire |  | PE1 5FQ | the manhole on RHS of the settlement tanks at the effluent plant | Frank Perkins Parkway, Peterborough | TF2120000121 | TF2086800056 | [54 empty] | 4500 | mg/l |  |  |  |  | 2000 | mg/l | [48 empty] | 3 | l/s | [20 empty] | 0.01 | mg/l | [14 empty] | 250 | mg/l | [10 empty] | 10 | pH | 6 | pH | [18 empty] | 1000 | mg/l | [8 empty] | 1000 | mg/l | [6 empty] | 43 | °C | [8 empty] | 130 | m³/d | [14 empty] | 1.5 | mg/l
PETERBOROUGH (FLAG FEN) STW | S01FCAPCONKA | Direction | Live | No | TEDI-0147-2020 | Go Via Thameslink Railway Limited | Peterborough - Spital Sidings | Bourges Boulevard | Peterborough | Cambridgeshire |  | PE1 2AF | 04/01/2021 | Used water from train washing. | Go Via Thameslink Railway Limited | 3rd Floor | 41-51 Grey Street | Newcastle upon Tyne |  |  | NE1 6EE | Manhole F3 on the drainage connectivity plan | Bourges Boulevard | TL1846899563 | TL1851999681 | [54 empty] | 2500 | mg/l | [54 empty] | 11 | l/s | [36 empty] | 250 | mg/l | [10 empty] | 11 | pH | 6 | pH | [18 empty] | 1000 | mg/l | [8 empty] | 1000 | mg/l | [6 empty] | 43 | °C | [8 empty] | 184 | m³/d
PETERBOROUGH (FLAG FEN) STW | S01APVBAKEKAF | Direction | Live | No | TEDI-0157-2020 | Baker Perkins Limited | Manor Drive | Paston Parkway | Peterborough | Cambridgeshire |  | PE4 7AP | 03/02/2021 | Used water from food processing operations and utensil washing. | Baker Perkins Limited | Manor Drive | Paston Parkway | Peterborough | Cambridgeshire |  | PE4 7AP | a point prior to discharging to the public foul sewer | Manor Drive | TF1912003190 | TF1927503162 | [54 empty] | 5000 | mg/l | [54 empty] | 1 | l/s | [36 empty] | 100 | mg/l | [10 empty] | 10 | pH | 6 | pH | [18 empty] | 1000 | mg/l | [16 empty] | 43 | °C | [8 empty] | 10 | m³/d
PETERBOROUGH (FLAG FEN) STW | S01PEPLATEKA | Direction | Live | No | TEDI-0067-2020 | Peterborough Plating Company Limited | Unit 12 Maxwell Road | Woodston | Peterborough | Cambridgeshire |  | PE2 7HU | 02/11/2020 | Used water from anodising processes. | Peterborough Plating Company Limited | 9/10 The Crescent | Wisbech | Cambridgeshire |  |  | PE13 1EH | the gulley drain in floor near toilet door | Maxwell Road | TL1794097020 | TL1802096980 | [54 empty] | 250 | mg/l | [54 empty] | 1.5 | l/s | [48 empty] | 10 | pH | 6 | pH | [18 empty] | 500 | mg/l | [8 empty] | 700 | mg/l | [6 empty] | 43 | °C | [8 empty] | 45 | m³/d
PETERBOROUGH (FLAG FEN) STW | S01DSTOUTPKA | Direction | Live | No | TEDI-0177-2020 | Paragon Customer Communications (London) Limited | 41 - 44 Stapledon Road | Orton Southgate | Peterborough | Cambridgeshire |  | PE2 6TH | 11/03/2021 | Used water from compressor condensate. | Paragon Customer Communications (London) Limited | Lower Ground Floor | Park House | 16/18 Finsbury Circus | London |  | EC2M 7EB | a point after the compressor | Stapledon Road, Peterborough | TL1510094800 | TL1509094820 | [54 empty] | 1000 | mg/l | [54 empty] | 1 | l/s | [48 empty] | 10 | pH | 6 | pH | [18 empty] | 500 | mg/l | [8 empty] | 1000 | mg/l | [6 empty] | 43 | °C | [8 empty] | 0.5 | m³/d
PETERBOROUGH (FLAG FEN) STW | S01MCCORMIKA1 | Consent | Live | No | TECO-0147-2020 | McCormick (UK) Limited | Unit 5 | Forli Strada | Alwalton Hill | Peterborough | Cambridgeshire | PE7 3HH | 16/11/2020 | Treated used waters from the production of sauces. | McCormick (UK) Limited | Leven House | 10 Lochside Place | Edinburgh Park | Edinburgh | Scotland | EH12 9DF | the discharge Weir | via private sewer to Forli Strada Pumping Station | TL1529693882 | TL1534494434 | [54 empty] | 10000 | mg/l |  |  |  |  | 750 | mg/l |  |  | 287.5 | kg/d | [44 empty] | 13.3 | l/s | [36 empty] | 250 | mg/l | [10 empty] | 10 | pH | 6 | pH | [18 empty] | 2500 | mg/l | [8 empty] | 1000 | mg/l | [6 empty] | 43 | °C | [8 empty] | 1150 | m³/d
PETERBOROUGH (FLAG FEN) STW | S01NENEVALKA | Direction | Live | No | TEDI-0119-2020 | Meadow Foods Nene Valley | 1 Whitehead Drove | Fengate | Peterborough | Cambridgeshire |  | PE1 5BF | 18/01/2021 | Treated used water arising from the processing of dairy products and from the internal washing of dairy tankers only. | Meadow Foods Limited | Rough Hill | Marlston-cum-Lache | Chester | Cheshire |  | CH4 9JS | the weir on the DAF unit | Fengate | TL2127398588 | TL2127098620 | [54 empty] | 10000 | mg/l | [54 empty] | 6 | l/s | [36 empty] | 250 | mg/l | [10 empty] | 10 | pH | 6 | pH | [18 empty] | 2000 | mg/l | [8 empty] | 1000 | mg/l | [6 empty] | 43 | °C | [8 empty] | 350 | m³/d
PETERBOROUGH (FLAG FEN) STW | S01P1PSTOPKA1 | Consent | Live | No | TECO-0065-2021 | P1 Pit Stop Limited | Ortongate Shopping Centre | Orton Goldhay | Peterborough | Cambridgeshire |  | PE2 5TD | 06/04/2021 | Used water, after passage via an interceptor, from the external washing of vehicles only. | P1 Pit Stop Limited | 85 Great Portland Street | Marylebone | London |  |  | W1W 7LT | a point after the interceptor | Pennington | TL1518395172 | TL1517895161 | [54 empty] | 2500 | mg/l | [54 empty] | 1 | l/s | [48 empty] | 11 | pH | 6 | pH | [18 empty] | 1000 | mg/l | [16 empty] | 43 | °C | [8 empty] | 15 | m³/d
PETERBOROUGH (FLAG FEN) STW | S01BROTHERKA | Direction | Live | No | TEDI-0104-2021 | Howden Turbo UK Limited | 85 Papyrus Road | Werrington | Peterborough | Cambridgeshire |  | PE4 5HG | 27/07/2021 | Used waters derived from ferrous metal pre-treatment, scrubbers, cooling water from welding and brazing machines, rumbling, test beds, boiler blowdown, cooling towers and machining and dye penetrant testing. | Howden Turbo UK Limited | 1 Chamberlain Square Cs | Birmingham |  |  |  | B3 3AX | manhole cover outside reception | Papyrus Way, Peterborough | TF1605003340 | TF1598703261 | [54 empty] | 150 | mg/l |  |  |  |  | 750 | mg/l | [10 empty] | 3 | mg/l | [36 empty] | 1.25 | l/s | [48 empty] | 10 | pH | 6 | pH | [18 empty] | 300 | mg/l | [8 empty] | 1000 | mg/l | [6 empty] | 43 | °C | [8 empty] | 50 | m³/d | [14 empty] | 2.5 | mg/l
PETERBOROUGH (FLAG FEN) STW | S01KITCHRFKA | Direction | Live | No | TEDI-0119-2021 | Kitchen Range Foods Ltd | Bakewell Road | Orton Southgate | Peterborough | Cambridgeshire |  | PE2 6XU | 04/10/2021 | Used water from i) production of bakery products ii) cooling water. | Kitchen Range Foods Limited | Kingfisher Way | Hinchingbrooke Business Park | Huntingdon | Cambridgeshire |  | PE29 6FJ | the chamber to the rear of the loading bays, prior to discharging to the public foul sewer | Bakewell Road, Peterborough | TL1441095170 | TL1441695182 | [54 empty] | 2500 | mg/l |  |  |  |  | 1500 | mg/l | [48 empty] | 2.2 | l/s | [36 empty] | 250 | mg/l | [10 empty] | 10 | pH | 6 | pH | [18 empty] | 500 | mg/l |  |  |  |  | 1000 | mg/l | [10 empty] | 43 | °C | [8 empty] | 40 | m³/d | [14 empty] | 1.5 | mg/l
PETERBOROUGH (FLAG FEN) STW | S01GAPPBFFKA1 | Consent | Live | No | TECO-0106-2021 | Gap Group Limited | off Titan Drive | Fengate | Peterborough | Cambridgeshire |  | PE1 5XN | 20/05/2021 | Used water from the cleaning of plant and equipment having passed through a suitably sized and maintained interceptor. | Gap Group Limited | Gap Group Blenheim Place | Dunston Industrial Estate | Gateshead | Tyne and Wear |  | NE11 9HF | a point after the silt trap | Titan Drive | TL2168398645 | TL2149698754 | [54 empty] | 2500 | mg/l | [54 empty] | 1 | l/s | [48 empty] | 11 | pH | 6 | pH | [18 empty] | 1000 | mg/l | [16 empty] | 43 | °C | [8 empty] | 2 | m³/d
PETERBOROUGH (FLAG FEN) STW | S01LIDLRDCKA3 | Direction | Live | No | TEDI-0155-2021 | Lidl | Waterworth Road | Alwalton Hill | Peterborough | Cambridgeshire |  | PE7 3AG | 21/09/2021 | Used water from the emptying of floor cleaning machines. | Lidl UK GmbH | 19 Worple Road | Wimbledon | London |  |  | SW19 4JS | the internal gully discharge point | PEFSSP via the private sewer on Waterworth Road | TL1473194030 | TL1534494434 | [54 empty] | 10000 | mg/l | [54 empty] | 0.2 | l/s | [48 empty] | 11 | pH | 6 | pH | [18 empty] | 4000 | mg/l | [16 empty] | 43 | °C | [8 empty] | 0.5 | m³/d
PETERBOROUGH (FLAG FEN) STW | S01ALPHFFNKA | TE agreement | Live | No | TEAG-0003-2021 | Alpheus Environmental Limited | Flag Fen Water Re-use Plant | Flag Fen Sewage Treatment Works | Third Drove | Peterborough | Cambridgeshire | PE1 5YT | 01/09/2021 | Used water arising from the secondary clean of membranes used in water treatment. | Alpheus Environmental Limited | Lancaster House | Lancaster Way | Ermine Business Park | Huntingdon | Cambridgeshire | PE29 6XU | points X1 and X2 on the plan accompanying this Agreement | a point within the curtilage of Flag Fen Sewage Treatment Works, Peterborough | TL2201598400 | TL2201598400 | [110 empty] | 10 | l/s | [48 empty] | 10 | pH | 6 | pH | [18 empty] | 500 | mg/l | [16 empty] | 43 | °C | [8 empty] | 50 | m³/d
PETERBOROUGH (FLAG FEN) STW | S01JMSPBFFKA1 | Consent | Live | No | TECO-0227-2021 | JMS Transformers Limited | 20 Alpha Park | Mallard Road | Bretton | Peterborough | Cambridgeshire | PE3 8AF | 22/11/2021 | Used water from the cleaning and phosphating of metal components. | JMS Transformers Limited | 20 Alpha Park | Mallard Road | Bretton | Peterborough | Cambridgeshire | PE3 8AF | the correction tank outlet | Mallard Road | TF1677802260 | TF1658602296 | [54 empty] | 2500 | mg/l | [54 empty] | 1 | l/s | [36 empty] | 250 | mg/l | [10 empty] | 10 | pH | 6 | pH | [8 empty] | 300 | mg/l | [8 empty] | 1500 | mg/l | [8 empty] | 1000 | mg/l | [6 empty] | 43 | °C | [8 empty] | 1 | m³/d
PETERBOROUGH (FLAG FEN) STW | S01CAPRARIKA | Direction | Live | No | TEDI-0003-2022 | Caprari Pumps (U.K) Limited | Caprari House | Bakewell Road | Orton Southgate | Peterborough | Cambridgeshire | PE2 6XU | 28/06/2022 | Used water from the jet washing and testing of sewage pumps. | Caprari Pumps (U.K) Limited | Caprari House | Bakewell Road | Orton Southgate | Peterborough | Cambridgeshire | PE2 6XU | a point prior to discharging to the public foul sewer | Bakewell Road, Peterborough | TL1404094770 | TL1402094730 | [54 empty] | 500 | mg/l | [54 empty] | 1 | l/s | [48 empty] | 10 | pH | 6 | pH | [18 empty] | 300 | mg/l | [16 empty] | 43 | °C | [8 empty] | 1 | m³/d
PETERBOROUGH (FLAG FEN) STW | S01HOTPINTKA1 | Direction | Live | No | TEDI-0087-2022 | Whirlpool UK Appliances Ltd | Morley Road | Peterborough | Cambridgeshire |  |  | PE2 9JB | 28/06/2022 | Used waters arising from the technical testing of washing machines. | Whirlpool UK Appliances Limited | Morley Way | Peterborough | Cambridgeshire |  |  | PE2 9JB | the manhole in the gravel drive adjacent to the Testing Area, prior to discharging to the public foul sewer | Celta Road, Peterborough | TL1817096530 | TL1849096738 | [54 empty] | 250 | mg/l | [54 empty] | 0.5 | l/s | [48 empty] | 10 | pH | 6 | pH | [18 empty] | 250 | mg/l | [16 empty] | 43 | °C | [8 empty] | 10 | m³/d
PETERBOROUGH (FLAG FEN) STW | S01ALROSEPKA1 | Consent | Live | No | TECO-0136-2022 | Alrose Products Limited | 6 Stapledon Road | Orton Southgate | Peterborough | Cambridgeshire |  | PE2 6TB | 13/09/2022 | Used water from the cleaning of parts. | Alrose Products Limited | 6 Stapledon Road | Orton Southgate | Peterborough | Cambridgeshire |  | PE2 6TB | the waste containers prior to discharge to sewer | Stapledon Way | TL1483794774 | TL1482094736 | [54 empty] | 1000 | mg/l | [54 empty] | 1 | l/s | [48 empty] | 10 | pH | 6 | pH | [18 empty] | 500 | mg/l | [16 empty] | 43 | °C | [8 empty] | 0.1 | m³/d
PETERBOROUGH (FLAG FEN) STW | S01PERKGEDKA | Direction | Live | No | TEDI-0024-2023 | Perkins Engines Company Limited | Frank Perkins Way | Peterborough | Cambridgeshire |  |  | PE1 5FQ | 24/03/2023 | Used water from the chemistry Lab. | Perkins Engines Company Limited | Eastfield | Frank Perkins Way | Peterborough | Cambridgeshire |  | PE1 5FQ | the Sample pot in Mat Lab | Frank Perkins Parkway, Peterborough | TL2088099870 | TL2081099900 | [54 empty] | 1000 | mg/l | [54 empty] | 1 | l/s | [48 empty] | 10 | pH | 6 | pH | [18 empty] | 1000 | mg/l | [16 empty] | 43 | °C | [8 empty] | 0.1 | m³/d
PETERBOROUGH (FLAG FEN) STW | S01CROWNPBKA1 | Direction | Live | No | TEDI-0036-2023 | Crown Packaging Manufacturing UK Limited | Shrewsbury Avenue | Woodston | Peterborough | Cambridgeshire |  | PE2 7LB | 14/04/2023 | Treated used water from the manufacture of light metal packaging. | Crown Packaging Manufacturing UK Limited | Borland Avenue | Botcherby | Carlisle | Cumbria |  | CA1 2TL | the V Notch weir | Shrewsbury Avenue | TL1814095937 | TL1797096166 | [22 empty] | 20 | mg/l | [30 empty] | 1000 | mg/l | [12 empty] | 1 | mg/l | [30 empty] | 25 | mg/l | [8 empty] | 15 | l/s | [48 empty] | 10 | pH | 6 | pH | [18 empty] | 500 | mg/l | [8 empty] | 1000 | mg/l | [6 empty] | 43 | °C | [8 empty] | 1200 | m³/d
PETERBOROUGH (FLAG FEN) STW | S01CAMBSCCKA | Direction | Live | No | TEDI-0045-2023 | Road Management Services (Peterborough) Ltd | North Street | Stilton | Peterborough |  |  | PE7 3RR | 11/07/2023 | Used water from the external washing of gritting lorries. | Road Management Services (Peterborough) Limited | Cannon Place | 78 Cannon Street | London |  |  | EC4N 6AF | the last chamber of interceptor | North Street, Stilton | TL1621090030 | TL1624090010 | [54 empty] | 2500 | mg/l |  |  |  |  | 5000 | mg/l | [48 empty] | 1 | l/s | [36 empty] | 250 | mg/l | [10 empty] | 11 | pH | 6 | pH | [18 empty] | 1000 | mg/l | [8 empty] | 1000 | mg/l | [6 empty] | 43 | °C | [8 empty] | 2 | m³/d
PETERBOROUGH (FLAG FEN) STW | S01KINGSLYKA1 | Direction | Live | No | TEDI-0074-2023 | Kingsley Beverage Limited | 2 Waterworth Road | Alwalton Hill | Peterborough | Cambridgeshire |  | PE7 3AG | 12/12/2023 | Used water from the production of soft drinks and bottled water. | Kingsley Beverage Limited | 2 Waterworth Road | Alwalton Hill | Peterborough | Cambridgeshire |  | PE7 3AG | the East yard (service yard), at the site dedicated trade effluent pumping station | a point into Peterborough Forli Strada SP | TL1463394227 | TL1534594440 | [54 empty] | 5000 | mg/l |  |  |  |  | 250 | mg/l | [48 empty] | 8 | l/s | [48 empty] | 10 | pH | 6 | pH | [18 empty] | 500 | mg/l | [16 empty] | 43 | °C | [8 empty] | 550 | m³/d
PETERBOROUGH (FLAG FEN) STW | S01TILPBRMKA1 | Consent | Live | No | TECO-0036-2023 | Tillicoultry Quarries Limited | Peterborough RMX Plant | Forty Acre Road | Peterborough | Cambridgeshire |  | PE1 5PS | 07/03/2023 | Used water from the batching of concrete and surface water run off. | Tillicoultry Quarries Limited | Tulliallan | Kincardine On Forth | Fife |  |  | FK10 4DT | the last section of the settlement pit at TL2082098630 | Forty Acre Road | TL2082098630 | TL2084098690 | [54 empty] | 2000 | mg/l | [54 empty] | 4 | l/s | [48 empty] | 12 | pH | 6 | pH | [18 empty] | 1000 | mg/l | [16 empty] | 43 | °C | [8 empty] | 10 | m³/d
PETERBOROUGH (FLAG FEN) STW | S01FORDSPBKA1 | Consent | Live | No | TECO-0157-2023 | Ford & Slater | Newark Road | Eastern Industrial Estate | Peterborough | Cambridgeshire |  | PE1 5YD | 12/07/2023 | Used water from the external washing of commercial vehicles to include pre MOT preparation. | Ford & Slater Limited | Hazel Drive | Narborough Road South | Leicester |  |  | LE3 2JG | the outlet of the truck wash area | Newark Road | TL2145699708 | TL2160799747 | [54 empty] | 2500 | mg/l | [54 empty] | 1 | l/s | [36 empty] | 250 | mg/l | [10 empty] | 11 | pH | 6 | pH | [18 empty] | 1000 | mg/l | [16 empty] | 43 | °C | [8 empty] | 1.5 | m³/d | [14 empty] | 5 | mg/l
PETERBOROUGH (FLAG FEN) STW | S01TRUCKPBKA1 | Consent | Live | No | TECO-0163-2023 | Truckeast Limited | Forty Acre Road | Peterborough | Cambridgeshire |  |  | PE1 5PS | 12/07/2023 | Used waters from the washing and MOT preparation of HGV's. | Truckeast Limited | Venture Road | Lawn Farm Business Park | Woolpit | Bury St Edmunds | Suffolk | IP30 9RZ | the pump Chamber | Forty Acre Road | TL2086398647 | TL2084298691 | [54 empty] | 2500 | mg/l | [54 empty] | 1 | l/s | [36 empty] | 250 | mg/l | [10 empty] | 11 | pH | 6 | pH | [18 empty] | 1000 | mg/l | [16 empty] | 43 | °C | [8 empty] | 5 | m³/d | [14 empty] | 5 | mg/l
PETERBOROUGH (FLAG FEN) STW | S01TESTLABKA1 | Consent | Live | No | TECO-0197-2023 | Test Labs Limited | Unit 22 | Coningsby Road | Bretton | Peterborough | Cambridgeshire | PE3 8SB | 20/07/2023 | Used water from a microbiology and research laboratory. | Test Labs Limited | Unit 22 | Coningsby Road | Bretton | Peterborough | Cambridgeshire | PE3 8SB | a point from the test lab | Stirling Way | TF1632802446 | TF1633002383 | [54 empty] | 40000 | mg/l | [54 empty] | 0.2 | l/s | [48 empty] | 10 | pH | 6 | pH | [18 empty] | 1500 | mg/l | [8 empty] | 1000 | mg/l | [6 empty] | 43 | °C | [8 empty] | 0.1 | m³/d
PETERBOROUGH (FLAG FEN) STW | S01WMHPBFFKA | Direction | Live | No | TEDI-0160-2023 | Windsor Materials Handling | 13 Eagle Business Park | Imperial Way | Yaxley | Peterborough | Cambridgeshire | PE7 3GP | 07/11/2023 | Used water arising from external washing of plant. | Windsor Engineering (Hull) Limited | 8 Beacon Way | Hull | East Yorkshire | England |  | HU3 4AE | the wash down interceptor prior to discharging to the public foul sewer | Imperial Way, Yaxley, Peterborough | TL1959093220 | TL1980094110 | [54 empty] | 2500 | mg/l | [54 empty] | 1 | l/s | [48 empty] | 11 | pH | 6 | pH | [18 empty] | 1000 | mg/l | [16 empty] | 43 | °C | [8 empty] | 1.5 | m³/d
PETERBOROUGH (FLAG FEN) STW | S01PIONEERKA2 | Direction | Live | No | TEDI-0176-2023 | Life Health Foods Limited | 2 Southgate Way | Orton Southgate | Peterborough | Cambridgeshire |  | PE2 6YG | 21/11/2023 | Used water from the manufacture of breakfast cereals. | Life Health Foods Limited | 40 Bradfield Road | Finedon Road Industrial Estate | Wellingborough | Northamptonshire |  | NN8 4HB | a point after the fat trap | Southgate Way | TL1449994575 | TL1449794542 | [54 empty] | 20000 | mg/l | [54 empty] | 1 | l/s | [36 empty] | 250 | mg/l | [10 empty] | 10 | pH | 6 | pH | [18 empty] | 2500 | mg/l | [16 empty] | 43 | °C | [8 empty] | 25 | m³/d
PETERBOROUGH (FLAG FEN) STW | S01ECOLUTIKA | Direction | Live | No | TEDI-0179-2023 | Ecolutia Services Ltd | 4 John Wesley Road | Werrington | Peterborough | Cambridgeshire |  | PE4 6ZL | 26/01/2024 | Used water arising from ion exchange resin regeneration processes. | Ecolutia Services Ltd | 4 John Wesley Road | Werrington | Peterborough | Cambridgeshire |  | PE4 6ZL | a point prior to discharging to the public foul sewer | John Wesley Road, Werrington, Peterborough | TF1631903052 | TF1630703028 | [54 empty] | 600 | mg/l |  |  |  |  | 36000 | mg/l |  |  | 2400 | kg/d | [44 empty] | 1.4 | l/s | [48 empty] | 10 | pH | 6 | pH | [18 empty] | 400 | mg/l | [8 empty] | 1000 | mg/l | [6 empty] | 43 | °C | [8 empty] | 125 | m³/d
PETERBOROUGH (FLAG FEN) STW | S01ECOCHEMKA | Direction | Live | No | TEDI-0180-2023 | Veolia Water Technologies & Solutions (UK) Limited Partnership | Hydro House | Newcombe Way | Orton Southgate | Peterborough | Cambridgeshire | PE2 6SE | 26/01/2024 | Used water arising from i) ion-exchange resin regeneration ii) maintenance of other water treatment equipment. | Veolia Water Technologies & Solutions (UK) Limited Partnership | Hydro House | Newcombe Way | Orton Southgate | Peterborough | Cambridgeshire | PE2 6SE | the manhole adjacent to the left hand side of the building | Newcombe Way, Perterborough | TL1469195270 | TL1469195270 | [54 empty] | 1500 | mg/l |  |  |  |  | 30000 | mg/l |  |  | 6000 | kg/d | [44 empty] | 25.3 | l/s | [48 empty] | 10 | pH | 6 | pH | [18 empty] | 1000 | mg/l | [8 empty] | 1000 | mg/l | [6 empty] | 43 | °C | [8 empty] | 600 | m³/d
PETERBOROUGH (FLAG FEN) STW | S01BREWTAPKA1 | Consent | Live | No | TECO-0047-2023 | Oakham Ales | Brewery Tap | 80 Westgate | Peterborough | Cambridgeshire |  | PE1 2AA | 23/03/2023 | Used water from the brewing of beer. | Paul Hook, John Edward Bryan, Maurice Adrian Posnett | Trading as Oakham Ales | 2 Maxwell Road | Woodston | Peterborough | Cambridgeshire | PE7 2JB | the slot drain in the brewery floor | Ackland Street | TL1884699021 | TL1882799004 | [54 empty] | 15000 | mg/l | [54 empty] | 1 | l/s | [48 empty] | 10 | pH | 6 | pH | [18 empty] | 1000 | mg/l | [16 empty] | 43 | °C | [8 empty] | 10 | m³/d
PETERBOROUGH (FLAG FEN) STW | S01ANGLSPBKA1 | Consent | Live | No | TECO-0286-2023 | Anglia Laundry | 36 Stapledon Road | Orton Southgate | Peterborough | Cambridgeshire |  | PE2 6TD | 11/12/2023 | Used water from the laundering of textiles. | Anglia Laundry Services LTD | Unit 1a Victoria Place | off Cobden Street | Peterborough | Cambridgeshire |  | PE1 2HB | the Washhouse Drain | Hinchcliffe | TL1503494949 | TL1517694966 | [54 empty] | 3000 | mg/l | [54 empty] | 1.2 | l/s | [48 empty] | 11 | pH | 6 | pH | [18 empty] | 1000 | mg/l | [8 empty] | 1000 | mg/l | [6 empty] | 43 | °C | [8 empty] | 100 | m³/d
PETERBOROUGH (FLAG FEN) STW | S01ISAPOULKA | Direction | Live | No | TEDI-0223-2023 | Joice and Hill Poultry Limited | Green Road | Eye | Peterborough |  |  | PE6 7YP | 12/04/2024 | Used waters from the hatching of poultry and the external cleaning of vehicles. | Joice and Hill Poultry Limited | Green Road | Eye | Peterborough | Cambridgeshire |  | PE6 7YP | manhole cover in garage floor, prior to discharging to the public foul sewer | Green Road, Eye | TF2260003510 | TF2257903408 | [54 empty] | 1000 | mg/l | [54 empty] | 2 | l/s | [36 empty] | 250 | mg/l | [10 empty] | 10 | pH | 6 | pH | [18 empty] | 600 | mg/l | [16 empty] | 43 | °C | [8 empty] | 25 | m³/d
PETERBOROUGH (FLAG FEN) STW | S01XTREMEBKA1 | Consent | Live | No | TECO-0307-2023 | Xtreme Ales | Unit 21 | Alfric Square | Woodston | Peterborough | Cambridgeshire | PE2 7JP | 17/01/2024 | Used water from the brewing of beer. | Xtreme Brewery Limited | The Knock | 337 Eastfield Road | Peterborough | Cambridgeshire |  | PE1 4RA | the unit 21 drainage point | Maxwell Road | TL1808496849 | TL1801696774 | [54 empty] | 5000 | mg/l | [54 empty] | 0.5 | l/s | [48 empty] | 10 | pH | 6 | pH | [18 empty] | 1000 | mg/l | [8 empty] | 1000 | mg/l | [6 empty] | 43 | °C | [8 empty] | 1.5 | m³/d
PETERBOROUGH (FLAG FEN) STW | S01MANCHETKA1 | Consent | Live | No | TECO-0316-2023 | Manchetts Peterborough | Fengate | Peterborough | Cambridgeshire |  |  | PE1 5XG | 27/12/2023 | Used water, after passage via an interceptor, from the external washing of vehicles only. | Manchetts PB Limited | Manchetts Garage | Ness Road | Burwell | Cambridgeshire |  | CB25 0AA | the manhole to right of reception | Fengate | TL2142298879 | TL2141098844 | [54 empty] | 2500 | mg/l | [54 empty] | 1 | l/s | [48 empty] | 11 | pH | 6 | pH | [18 empty] | 1000 | mg/l | [16 empty] | 43 | °C | [8 empty] | 1 | m³/d
PETERBOROUGH (FLAG FEN) STW | S01ELEATHRKA1 | Direction | Live | No | TEDI-0177-2023 | Generation Phoenix Limited | Unit 1, Forli Strada | Alwalton Hill | Peterborough | Cambridgeshire |  | PE7 3HH | 24/11/2023 | Used water from the manufacture of engineered leather. | Generation Phoenix Limited | Unit 1, Forli Strada | Alwalton Hill | Peterborough | Cambridgeshire |  | PE7 3HH | the outlet of the balance tank | Forli Strada | TL1532494126 | TL1532494126 | [54 empty] | 500 | mg/l | [54 empty] | 5 | l/s | [48 empty] | 10 | pH | 6 | pH | [18 empty] | 100 | mg/l | [8 empty] | 1000 | mg/l | [6 empty] | 43 | °C | [8 empty] | 150 | m³/d
PETERBOROUGH (FLAG FEN) STW | S01FIELDFFKA | Direction | Live | No | TEDI-0011-2024 | Fielding Dairies Limited | Unit 8 Imperial way | Eagle Business Park | Yaxley | Peterborough | Cambridgeshire | PE7 3GP | 14/05/2024 | Used water arising from the bottling of fruit juices. | Fielding Dairies Limited | Unit 8 Imperial Way | Eagle Business Park | Yaxley | Peterborough | Cambridgeshire | PE7 3GP | the outlet from the treatment plant, prior to discharging to the public foul sewer | the rear of Imperial Way | TL1963093420 | TL1963093420 | [54 empty] | 5000 | mg/l | [54 empty] | 1 | l/s | [48 empty] | 10 | pH | 6 | pH | [18 empty] | 500 | mg/l | [16 empty] | 43 | °C | [8 empty] | 40 | m³/d
PETERBOROUGH (FLAG FEN) STW | S01DLGPBFFKA1 | Consent | Live | No | TECO-0056-2024 | DLG Auto Services | 17 Bakewell Road | Orton Southgate | Peterborough | Cambridgeshire |  | PE2 6XU | 18/03/2024 | Used water, after passage via an interceptor, from the external washing of vehicles only. | UK Assistance Accident Repair Centres Limited | Churchill Court | Westmoreland Road | Bromley | Kent |  | BR1 1DP | the Manhole after bypass separator | Bakewell Road | TL1421494829 | TL1425194804 | [54 empty] | 2500 | mg/l | [54 empty] | 1 | l/s | [48 empty] | 11 | pH | 6 | pH | [18 empty] | 1000 | mg/l | [16 empty] | 43 | °C | [8 empty] | 2.5 | m³/d
PETERBOROUGH (FLAG FEN) STW | S01BUDGETPKA1 | Direction | Live | Yes | TEDI-0118-2024 | Budget Paper Supplies Limited | Arborfield Mill | Glinton Road | Helpston | Peterborough | Cambridgeshire | PE6 7DH | 21/10/2024 | Used water from the manufacture of art books. | Budget Paper Supplies Limited | Arborfield Mill | Glinton Road | Helpston | Peterborough | Cambridgeshire | PE6 7DH | the sink where discharge takes place | Glinton Road | TF1296905578 | TF1294905556 | [54 empty] | 70000 | mg/l | [54 empty] | 1 | l/s | [20 empty] | 0.01 | mg/l | [14 empty] | 250 | mg/l | [10 empty] | 10 | pH | 6 | pH | [8 empty] | 30 | mg/l | [8 empty] | 10000 | mg/l | [8 empty] | 1000 | mg/l | [6 empty] | 43 | °C | [8 empty] | 1 | m³/d | [14 empty] | 2.5 | mg/l
PETERBOROUGH (FLAG FEN) STW | S01DLLOYDPKA1 | Consent | Live | No | TECO-0178-2024 | David Lloyd Leisure Ltd | Thorpe Wood | Peterborough | Cambridgeshire |  |  | PE2 6SB | 22/08/2024 | Used water from the filter backwashing process and periodic drain-down of swimming pool contents. | David Lloyd Leisure Ltd | The Hangar Mosquito Way | Hatfield Business Park | Hatfield | Hertfordshire |  | AL10 9AX | Backwash Discharge Gully | Thorpe Wood | TL1541398094 | TL1556698230 | [54 empty] | 1000 | mg/l | [10 empty] | 5 | mg/l | [42 empty] | 5 | l/s | [48 empty] | 10 | pH | 6 | pH | [18 empty] | 1000 | mg/l | [16 empty] | 43 | °C | [8 empty] | 15 | m³/d
PETERBOROUGH (FLAG FEN) STW | S01IRCAUN4KA1 | Consent | Live | No | TECO-0186-2024 | IRCA Manufacturing UK Limited | Unit 4 | Conningsby Road | Peterborough | Cambridgeshire |  | PE3 8SB | 27/08/2024 | Used waters arising from food manufacturing and equipment cleaning. | IRCA Manufacturing UK Limited | Airfield Industrial Estate | Pocklington | York | England |  | YO42 1NR | the Wash Room Drain | Rear of Conningsby Road | TF1628002620 | TF1628002660 | [54 empty] | 3000 | mg/l |  |  |  |  | 250 | mg/l | [48 empty] | 1.5 | l/s | [48 empty] | 10 | pH | 6 | pH | [18 empty] | 550 | mg/l | [16 empty] | 43 | °C | [8 empty] | 10 | m³/d
PETERBOROUGH (FLAG FEN) STW | S01TEEKAYPKA1 | Direction | Live | No | TEDI-0069-2024 | Tee-Kay Packaging (Peterborough) Limited | Fengate | Peterborough | Cambridgeshire |  |  | PE1 5XG | 25/06/2024 | Used water from the cleaning of printing machines. | Tee-Kay Packaging (Peterborough) Limited | Fengate | Peterborough | Cambridgeshire | England |  | PE1 5XG | a point in the gully in the factory floor | Fengate, Peterborough | TL2144798728 | TL2134898757 | [54 empty] | 10000 | mg/l |  |  |  |  | 250 | mg/l | [10 empty] | 3 | mg/l | [36 empty] | 1 | l/s | [48 empty] | 10 | pH | 6 | pH | [18 empty] | 2000 | mg/l | [16 empty] | 43 | °C | [8 empty] | 1 | m³/d
PETERBOROUGH (FLAG FEN) STW | S01BRIWASHKA1 | Consent | Live | No | TECO-0208-2024 | Brightwash with Autoglym | Ascot House | Lynchwood | Peterborough | Cambridgeshire |  | PE2 6DF | 08/10/2024 | Used water, after passage via an interceptor, from the external washing of vehicles only. | Brightfield Crowland Developers Limited | 15 Station Road | St Ives | Cambridgeshire |  |  | PE27 5BH | the drain at the car wash | Lynchwood | TL1433896408 | TL1435196358 | [54 empty] | 2500 | mg/l | [54 empty] | 1 | l/s | [48 empty] | 11 | pH | 6 | pH | [18 empty] | 1000 | mg/l | [16 empty] | 43 | °C | [8 empty] | 10 | m³/d
PETERBOROUGH (FLAG FEN) STW | S01ISAPOULKA1 | Consent | Live | No | TECO-0242-2024 | Joice and Hill Poultry Limited | Neneway Yard | 22 Green Road | Eye | Peterborough | Cambridgeshire | PE6 7YR | 07/11/2024 | Used water, after passage via an interceptor, from the washing of vehicles only. | Joice and Hill Poultry Limited | Green Road | Eye | Peterborough | Cambridgeshire |  | PE6 7YP | the wash bay | Green Road | TF2267203476 | TF2266803408 | [54 empty] | 2500 | mg/l | [54 empty] | 1 | l/s | [48 empty] | 11 | pH | 6 | pH | [18 empty] | 1000 | mg/l | [16 empty] | 43 | °C | [8 empty] | 3 | m³/d
PETERBOROUGH (FLAG FEN) STW | S01ROANFBPKA1 | Consent | Live | No | TECO-0247-2024 | Roan Fabrication Limited | 11 Holkham Road | Orton Southgate | Peterborough | Cambridgeshire |  | PE2 6TE | 10/12/2024 | Used water from i) Vibratory Finishing Machine ii) Compressor Condensate iii) Pickling and passivation of welds. | Roan Fabrication Limited | 11 Holkham Road | Orton Southgate | Peterborough | Cambridgeshire |  | PE2 6TE | the Drain in COSSH Area | Holkham Road | TL1494094991 | TL1484995041 | [54 empty] | 2000 | mg/l | [54 empty] | 1 | l/s | [36 empty] | 250 | mg/l | [10 empty] | 10 | pH | 6 | pH | [18 empty] | 1000 | mg/l | [8 empty] | 1000 | mg/l | [6 empty] | 43 | °C | [8 empty] | 0.75 | m³/d | [14 empty] | 5 | mg/l
PETERBOROUGH (FLAG FEN) STW | S01IRCAUN5KA1 | Consent | Live | No | TECO-0188-2024 | IRCA Manufacturing UK Limited | Unit 5 | Conningsby Road | Peterborough | Cambridgeshire |  | PE3 8SB | 27/08/2024 | Used waters arising from food manufacture and equipment cleaning. | IRCA Manufacturing UK Limited | Airfield Industrial Estate | Pocklington | York | England |  | YO42 1NR | the Band wash unit and Wash drain | Rear of Conningsby Road | TF1603332650 | TF1629002660 | [54 empty] | 1000 | mg/l |  |  |  |  | 250 | mg/l | [48 empty] | 1 | l/s | [48 empty] | 10 | pH | 6 | pH | [18 empty] | 1000 | mg/l | [16 empty] | 43 | °C | [8 empty] | 1.5 | m³/d
PETERBOROUGH (FLAG FEN) STW | S01BELDPFSKA1 | Consent | Live | No | TECO-0279-2024 | Motor Fuel Limited | Bellona Drive | Peterborough | Cambridgeshire |  |  | PE2 8GP | 19/12/2024 | Used water, after passage via an interceptor, from the external washing of vehicles only. | Motor Fuel Limited | 10 Bricket Road | St Albans | Hertfordshire |  |  | AL1 3JX | the Jet wash manhole | Bellona Drive | TL2128395695 | TL2135795694 | [54 empty] | 2500 | mg/l | [54 empty] | 1 | l/s | [48 empty] | 11 | pH | 6 | pH | [18 empty] | 1000 | mg/l | [16 empty] | 43 | °C | [8 empty] | 1.2 | m³/d
PETERBOROUGH (FLAG FEN) STW | S01VOLVTBPKA | Direction | Live | No | TEDI-0138-2024 | Volvo Truck & Bus Centre East Anglia | Club Way | Cygnet Park | Hampton | Peterborough | Cambridgeshire | PE7 8JA | 19/11/2024 | Used water from washing and MOT preparation of commercial vehicles and a floor cleaning machine only. | Volvo Group UK Limited | Wedgnock Lane | Warwick |  |  |  | CV34 5YA | a point after the interceptor and prior to discharge into the public foul sewer | Club Way | TL1863495780 | TL1862495715 | [54 empty] | 2500 | mg/l | [54 empty] | 1 | l/s | [48 empty] | 11 | pH | 6 | pH | [18 empty] | 1000 | mg/l | [16 empty] | 43 | °C | [8 empty] | 1 | m³/d
PETERBOROUGH (FLAG FEN) STW | S01STAGEPBKA1 | Direction | Live | No | TEDI-0197-2024 | Stagecoach East | 351 Lincoln Road | Peterborough | Cambridgeshire |  |  | PE1 2PF | 01/03/2025 | Used water, after passage via an interceptor, from the external, internal and under chassis cleaning of bus fleet. | Cambus Limited T/A Stagecoach East | One Stockport Exchange | 20 Railway Road | Stockport | Lancashire |  | SK1 3SW | the discharge point from the interceptor | Lincoln Road | TF1882900408 | TF1880100382 | [54 empty] | 2500 | mg/l | [54 empty] | 1.5 | l/s | [48 empty] | 11 | pH | 6 | pH | [18 empty] | 1000 | mg/l | [16 empty] | 43 | °C | [8 empty] | 15 | m³/d
PETERBOROUGH (FLAG FEN) STW | S01STAPLFFKA1 | Consent | Live | No | TECO-0004-2025 | Stapleton's (Tyre Services) Limited | Cygnet Park | Club Way | Hampton | Peterborough | Cambridgeshire | PE7 8JA | 05/02/2025 | Used water from the recycling of vehicle tyres and livery washing of vehicles. | Stapleton's (Tyre Services) Limited | Fourth Avenue | Letchworth | Hertfordshire |  |  | SG6 2TT | the manhole rear of wash bay | Club Way | TL1836295739 | TL1841595671 | [54 empty] | 2000 | mg/l | [54 empty] | 1 | l/s | [48 empty] | 10 | pH | 6 | pH | [18 empty] | 1500 | mg/l | [8 empty] | 1000 | mg/l | [6 empty] | 43 | °C | [8 empty] | 10 | m³/d | [14 empty] | 5 | mg/l
PETERBOROUGH (FLAG FEN) STW | S01CPVMORPKA1 | Consent | Live | No | TECO-0282-2024 | Car Park Valeting Limited | Customer Car Park | Morrisons Supermarket | Lincoln Road | Peterborough | Cambridgeshire | PE4 6WS | 07/01/2025 | Used water, after passage via an interceptor, from the external washing of vehicles only. | Car Park Valeting Limited | Simpson Wreford and Partners | Suffolk House | George Street | Croydon | Surrey | CR0 0YN | a point after silt trap | Lincoln Road | TF1754801666 | TF1763001721 | [54 empty] | 2500 | mg/l | [54 empty] | 1 | l/s | [48 empty] | 11 | pH | 6 | pH | [18 empty] | 1000 | mg/l | [16 empty] | 43 | °C | [8 empty] | 4 | m³/d
PETERBOROUGH (FLAG FEN) STW | S01PBFF001KA1 | Consent | Live | No | TECO-0118-2025 | AMK Peterborough Fruit Services Limited | Riley House | Unit 6 Forli Strada | Alwalton | Peterborough | Cambridgeshire | PE7 3HH | 04/07/2025 | Used water i) discharge of floor washing machine ii) evaporator condensate iii)washing trays and equipment with detergents. | AMK Peterborough Fruit Services Limited | Riley House | Unit 6 Forli Strada | Alwalton | Peterborough | Cambridgeshire | PE7 3HH | the Washroom slot drain | Forli Strada | TL1503093296 | TL1516593395 | [54 empty] | 2000 | mg/l | [54 empty] | 1 | l/s | [36 empty] | 250 | mg/l | [10 empty] | 10 | pH | 6 | pH | [18 empty] | 1000 | mg/l | [8 empty] | 1000 | mg/l | [6 empty] | 43 | °C | [8 empty] | 10 | m³/d
PETERBOROUGH (FLAG FEN) STW | S01PBFF000KA1 | Consent | Live | No | TECO-0079-2025 | TWB CAMBS LTD | 20 Wainman Road | Peterborough | Cambridgeshire |  |  | PE2 7BU | 23/05/2025 | Used water from the laundering of linen and towels. | TWB CAMBS LTD | 20 Wainman Road | Peterborough | Cambridgeshire |  |  | PE2 7BU | point from cooling area at the rear of Washing Machines | Wainman Road | TL1758796491 | TL1758096504 | [54 empty] | 2000 | mg/l |  |  |  |  | 250 | mg/l | [48 empty] | 1 | l/s | [36 empty] | 250 | mg/l | [10 empty] | 11 | pH | 6 | pH | [18 empty] | 1000 | mg/l | [8 empty] | 1000 | mg/l | [6 empty] | 43 | °C | [8 empty] | 35 | m³/d
PETERBOROUGH (FLAG FEN) STW | S01SORELLEKA | Direction | Live | No | TEDI-0071-2025 | Potter & Moore Innovations Limited | 1210 Lincoln Road | Werrington | Peterborough | Cambridgeshire |  | PE4 6ND | 12/01/2026 | Used water from vessel cleaning, cooling water, water softening plant and boiler discharge associated with the preparation and bottling of toiletries. | Potter & Moore Innovations Limited | 1210 Lincoln Road | Werrington | Peterborough | Cambridgeshire |  | PE4 6ND | the drain in mixing room floor, prior to discharge to the public foul sewer | Lincoln Road, Peterborough | TF1669002630 | TF1669002630 | [54 empty] | 3000 | mg/l |  |  |  |  | 250 | mg/l | [48 empty] | 2 | l/s | [48 empty] | 10 | pH | 6 | pH | [18 empty] | 300 | mg/l | [16 empty] | 43 | °C | [8 empty] | 25 | m³/d
PETERBOROUGH (FLAG FEN) STW | S01PBFF002KA1 | Consent | Live | No | TECO-0164-2025 | AJ'S Car Wash & Valeting Limited | Dobbies Garden centre | Cygnet Park, Phorpres Way | Hampton | Peterborough | Cambridgeshire | PE7 8NY | 04/09/2025 | Used water from the hand washing of vehicles. | AJ'S Car Wash & Valeting Limited | 161 Forest Road | London |  |  |  | E17 6HE | the Manhole upstream of 0301 | Dobbies Car park | TL1805095340 | TL1804859350 | [54 empty] | 2500 | mg/l | [54 empty] | 0.5 | l/s | [48 empty] | 11 | pH | 6 | pH | [18 empty] | 1000 | mg/l | [16 empty] | 43 | °C | [8 empty] | 5 | m³/d
PETERBOROUGH (FLAG FEN) STW | S01PBFF003KA1 | Consent | Live | No | TECO-0038-2026 | Hand Car Wash Queensgate Peterborough | Queensgate Shopping Centre | Long Causeway | Peterborough | Cambridgeshire |  | PE1 1NT | 11/03/2026 | Used water, after passage via an interceptor, from the external washing of vehicles only. | DNCG Car Wash Limited | 1 Dunstable Close | Flitwick | Bedford | Bedfordshire |  | MK45 1JN | the outlet of the silt trap | Westgate | TL1888098886 | TL1902198937 | [54 empty] | 2500 | mg/l | [54 empty] | 0.5 | l/s | [48 empty] | 11 | pH | 6 | pH | [18 empty] | 1000 | mg/l | [16 empty] | 43 | °C | [8 empty] | 5 | m³/d
PETERBOROUGH (FLAG FEN) STW | S01PBFF004KA1 | Consent | Live | No | TECO-0064-2026 | Enterprise Rent-A-Car UK Peterborough | Unit 1 | Viking Trade Park | Newark Road | Peterborough | Cambridgeshire | PE1 5PP | 17/03/2026 | Used water, after passage via an interceptor, from the external washing of vehicles only. | Enterprise Rent-A-Car UK Limited | Enterprise House | Vicarage Road | Egham |  |  | TW20 9FB | the outlet of the silt trap | Newark Road | TL2150599440 | TL2155399459 | [54 empty] | 2500 | mg/l | [54 empty] | 0.2 | l/s | [48 empty] | 11 | pH | 6 | pH | [18 empty] | 1000 | mg/l | [16 empty] | 43 | °C | [8 empty] | 2 | m³/d
PITSEA STW | S01WOOFFITKA | Direction | Live | No | ADU 133 | Fairlight Breakers | Patricia Drive | Fobbing | Stanford-Le-Hope | Essex |  | SS17 9HR | 01/10/2009 | Wastewater,after passage via an interceptor, from the external washing of vehicles only. | Mr Geoffrey Wooffitt - T/A Fairlight Breakers | Patricia Drive | Fobbing | Stanford-Le-Hope | Essex |  | SS17 9HR | at the manhole after the interceptor | at Patricia Drive, Fobbing, Essex | TQ7136084990 | TQ7135085010 | [54 empty] | 2000 | mg/l | [54 empty] | 0.5 | l/s | [36 empty] | 250 | mg/l | [10 empty] | 11 | pH | 6 | pH | [18 empty] | 1000 | mg/l | [8 empty] | 1000 | mg/l | [6 empty] | 45 | °C | [8 empty] | 1 | m³/d
PITSEA STW | S01CLEANPAKA | Direction | Live | No | ADT 232 | Clean Car Centres Limited | Clean Park | High Road | Pitsea | Basildon | Essex | SS13 3AA | 01/02/2009 | Wastewaters arising from the external jet washing of vehicles and regeneration waters from the reverse osmosis unit | Clean Car Centres Limited | Gorwins House | 119A Hamlet Court Road | Westcliff on Sea | Essex |  | SS0 7EW | at a point after the interceptor and prior to discharging to the public foul sewer | High Road, Pitsea | TQ7340087900 | TQ7340087900 | [54 empty] | 2000 | mg/l | [54 empty] | 1 | m³/hr | [36 empty] | 300 | mg/l | [10 empty] | 11 | pH | 6 | pH | [18 empty] | 1000 | mg/l | [8 empty] | 1000 | mg/l | [6 empty] | 45 | °C | [8 empty] | 9 | m³/d
PITSEA STW | S01PITWAVEKA1 | Consent | Live | No | TECO-0204-2025 | Waves Hand Car Wash | Tesco Supermarket, Off High Road | Pitsea | Essex |  |  | SS13 3JU | 03/11/2025 | Used water, after passage via an interceptor, from the external washing of vehicles only. | TTZ Group UK Ltd T/A Waves Hand Car Wash | 47 Bull Close | Grays | Essex |  |  | RM16 6PN | the final stage of the interceptor before entering the store's private sewer | the Tesco car park, off High Road | TQ7344487919 | TQ7343787906 | [54 empty] | 2500 | mg/l | [54 empty] | 0.5 | l/s | [48 empty] | 11 | pH | 6 | pH | [18 empty] | 1000 | mg/l | [16 empty] | 43 | °C | [8 empty] | 5 | m³/d
POPPYHILL STW | S011048BSSKA1 | Consent | Live | No | ACR 280 | Baldock Services | A1/A507 Radwell | Baldock | Hertfordshire |  |  | SG7 5TR | 10/04/2007 | Wastewater from a car wash. | Extra MSA Forecourts Limited | 1 Castle Hill | Lincoln |  |  |  | LN1 3AA | at the inspection chamber after the interceptor | at manhole 3500 to the east of the A1(M) | TL2345036620 | TL2345036620 | [54 empty] | 2000 | mg/l | [54 empty] | 1 | l/s | [36 empty] | 250 | mg/l | [10 empty] | 11 | pH | 6 | pH | [18 empty] | 1000 | mg/l | [8 empty] | 1000 | mg/l | [6 empty] | 45 | °C | [8 empty] | 15 | m³/d
POPPYHILL STW | S011048STEKA1 | Direction | Live | No | ADZ 1002 | Scrubbish Limited | 18 Common Road | Stotfold | Hertfordshire |  |  | SG5 4BX | 16/09/2017 | Screened used water from the cleaning of wheelie bins. | Scrubbish Limited | 18 Common Road | Stotfold | Hertfordshire |  |  | SG5 4BX | at the inspection chamber in the garden, prior to discharging to the public foul sewer | at Common Road | TL2169037400 | TL2168037390 | [54 empty] | 2000 | mg/l | [54 empty] | 1 | l/s | [48 empty] | 10 | pH | 6 | pH | [18 empty] | 1000 | mg/l | [16 empty] | 45 | °C | [8 empty] | 0.25 | m³/d
POPPYHILL STW | S011048312KA1 | Direction | Live | No | ADV 130 | Arlesey Car & Commercials Limited | Unit 4B, Old Oak Industrial Estate | Old Oak Close | Arlesey | Bedfordshire |  | SG15 6XD | 01/09/2010 | Wastewaters from washing of commercial vehicles only. | Arlesey Car & Commercials Limited | C/O Keens Shay Keens Letchworth | 5 Gernon Walk | Letchworth Garden City | Hertfordshire |  | SG6 3HW | at the manhole in the yard of the premises prior to discharging to the opublic foul sewer | at the Old Oak Industrial Estate | TL1904037720 | TL1904037720 | [54 empty] | 2000 | mg/l | [54 empty] | 0.05 | m³/hr | [36 empty] | 250 | mg/l | [10 empty] | 11 | pH | 6 | pH | [18 empty] | 1000 | mg/l | [8 empty] | 1000 | mg/l | [6 empty] | 45 | °C | [8 empty] | 0.05 | m³/d
POPPYHILL STW | S011048107KA1 | Direction | Live | No | ADZ 549 | Malthurst Petroleum Ltd (Stotfold) | 67 Arlesey Road | Stotfold, Hitchin |  |  |  | SG5 4HB | 01/04/2016 | Used water arising from the external washing of vehicles, after passage through a suitably sized and maintained interceptor. | Malthurst Petroleum Limited | Vincent House | 4 Grove Lane | Epping | Essex |  | CM16 4LH | at a point after the interceptor and prior to discharging into the public foul sewer | at The Gardens, Stotfold | TL2108036910 | TL2106036910 | [54 empty] | 2500 | mg/l | [54 empty] | 1 | l/s | [48 empty] | 11 | pH | 6 | pH | [18 empty] | 1000 | mg/l | [16 empty] | 45 | °C | [8 empty] | 5 | m³/d
POPPYHILL STW | S011048206KA1 | Direction | Live | No | ADP 184 | Stotfold Launderette | 59 High Street | Stotfold | Hitchin | Hertfordshire |  | SG5 4LD | 01/06/2005 | Wastewaters generated by laundering process. | L S Copelston | Stotfold Launderette | 59 High Street | Stotfold | Hitchin | Hertfordshire | SG5 4LD | Not specified | High Street, Stotfold | TL2176036530 | TL2176036530 | [54 empty] | 3000 | mg/l | [54 empty] | 0.5 | m³/hr | [36 empty] | 50 | mg/l | [10 empty] | 10 | pH | 6 | pH | [18 empty] | 450 | mg/l | [8 empty] | 1000 | mg/l | [6 empty] | 45 | °C | [8 empty] | 6 | m³/d
POPPYHILL STW | S011048111KA1 | Direction | Live | No | TEDI-0049-2020 | Cemex UK Operations Limited | Letchworth Plant | Hitchin Road | Arlesley | Bedfordshire |  | SG15 6RS | 22/06/2020 | Contaminated yard run-off containing traces of sand and cement - discharged only after passage via a grit-trap. | Cemex UK Operations Limited | Cemex House | Evreux Way | Rugby | Warwickshire |  | CV21 2DT | the yard drainage settlement tank | Hitchin Road, Arlesey | TL1921034150 | TL1922034150 | [54 empty] | 2000 | mg/l | [54 empty] | 0.8 | l/s | [48 empty] | 12 | pH | 6 | pH | [18 empty] | 1000 | mg/l | [16 empty] | 43.3 | °C | [8 empty] | 10 | m³/d
POPPYHILL STW | S011048ESOKA2 | Consent | Live | No | TECO-0008-2021 | Tesco Stores | Shefford Express | Ivel Road | Shefford | Bedfordshire |  | SG17 5LH | 18/01/2021 | Used water, after passage via an interceptor, from the external washing of vehicles only. | Esso Petroleum Company Limited | Ermyn House | Ermyn Way | Leatherhead | Surrey, England |  | KT22 8UX | the outlet of the interceptor / recirculation tank (FIC12) | Eisenhower Road | TL1443538308 | TL1435238341 | [54 empty] | 2500 | mg/l | [54 empty] | 0.5 | l/s | [48 empty] | 11 | pH | 6 | pH | [18 empty] | 1000 | mg/l | [16 empty] | 43 | °C | [8 empty] | 2 | m³/d
POPPYHILL STW | S011048ASTKA1 | Consent | Live | No | TECO-0193-2025 | Astwick Service Station | Great North Road | Stotfold | Hitchin | Hertfordshire |  | SG5 4BL | 28/10/2025 | Used water, after passage via an interceptor, from the external washing of vehicles only. | Highway Stops Retail Limited | Unit 11 Metro Trading Centre | Second Way | Wembley |  |  | HA9 0YJ | the red cover manhole outside the wash bay | Aspen Gardens, Stotfold | TL2249838185 | TL2193537742 | [54 empty] | 2500 | mg/l | [54 empty] | 1 | l/s | [48 empty] | 11 | pH | 6 | pH | [18 empty] | 1000 | mg/l | [16 empty] | 43 | °C | [8 empty] | 5 | m³/d
POTTON STW | S011050104KA1 | Direction | Live | No | ADV 195 | Potton Service Station | 45 Biggleswade Road | Potton | Bedfordshire |  |  | SG19 2LU | 01/12/2010 | Wash water from car wash & jet wash only. | S W Highland Limited | Higgison House | 381/383 City Road | London |  |  | EC1V 1NA | after the 2 grit traps at the car wash prior to dischage into the public foul sewer | at Biggleswade Road, Potton | TL2210048950 | TL2210048950 | [54 empty] | 2000 | mg/l | [54 empty] | 3 | m³/hr | [36 empty] | 250 | mg/l | [10 empty] | 11 | pH | 6 | pH | [18 empty] | 1000 | mg/l | [8 empty] | 1000 | mg/l | [6 empty] | 45 | °C | [8 empty] | 10 | m³/d
POTTON STW | S011050103KA1 | Direction | Live | No | TEDI-0026-2021 | York House (Meat Products) Limited | Shannon Place | Potton | Bedfordshire |  |  | SG19 2YH | 01/04/2021 | Used waters generated during the manufacture of meat products. | York House (Meat Products) Limited | Shannon Place | Potton | Bedfordshire |  |  | SG19 2YH | the sampling tap located in the effluent treatment room next to the TE discharge flow meter | Shannon Place, Potton | TL2199549418 | TL2203249397 | [54 empty] | 5000 | mg/l | [40 empty] | 20000 | µg/l | [12 empty] | 2.8 | l/s | [36 empty] | 250 | mg/l | [10 empty] | 10 | pH | 6 | pH | [8 empty] | 150 | mg/l | [8 empty] | 1000 | mg/l | [16 empty] | 43 | °C | [8 empty] | 75 | m³/d
POTTON STW | S01POTBREWKA1 | Direction | Live | No | TEDI-0131-2024 | Potton Brewing Company Ltd | Unit 3 to the rear of 8 Market Square | Potton | Sandy | Bedfordshire |  | SG19 2NP | 14/10/2024 | Used water arising from the wash down of brewing equipment. | Potton Brewing Company Ltd | Unit 3 to the rear of 8 Market Square | Potton | Sandy | Bedfordshire |  | SG19 2NP | the end of the channel drain within the brewery, prior to discharging to the public foul sewer | Market Square, Potton | TL2232949250 | TL2233349250 | [54 empty] | 2500 | mg/l | [54 empty] | 0.25 | l/s | [48 empty] | 10 | pH | 6 | pH | [18 empty] | 1000 | mg/l | [16 empty] | 43 | °C | [8 empty] | 0.35 | m³/d
PULHAM ST MARY STW | S01STMARYGKA0 | Direction | Live | No | ADZ 45 | St Mary's Garage | 27 Norwich Road | Pulham St Mary, Diss, Norfolk |  |  | Norfolk | IP21 4QU | 01/08/2014 | Used water arising from the steam cleaning of vehicles, after passing through an interceptor. | Mr David Shepherd - T/A St Mary's Garage | St Mary's Garage | 27 Norwich Road | Pulham St Mary | Diss, Norfolk |  | IP21 4QU | at a point after the interceptor and prior to discharging to the public foul sewer | Mill Lane, Pulham St Mary | TM2080085300 | TM2080085300 | [54 empty] | 2500 | mg/l | [54 empty] | 0.5 | m³/hr | [36 empty] | 250 | mg/l | [10 empty] | 11 | pH | 6 | pH | [18 empty] | 1000 | mg/l | [8 empty] | 1000 | mg/l | [6 empty] | 45 | °C | [8 empty] | 1 | m³/d
RACKHTH-THESPRINGS WROXRD STW | S01RACKMCOKA0 | Consent | Live | No | TECO-0027-2024 | Mastercote UK Ltd | 52-54 Wendover Road | Rackheath Industrial Estate, Rackheath | Norwich | Norfolk |  | NR13 6LH | 14/03/2024 | Used water, after passage through a settlement process, arising from the pre-treatment of aluminium prior to powder coating. | Mastercote UK Ltd | 52-54 Wendover Road | Rackheath Industrial Estate, Rackheath | Norwich | Norfolk |  | NR13 6LH | a point after the settlement process tanks and pH correction | Albert Shower Road | TG2806713723 | TG2809513714 | [22 empty] | 6 | mg/l | [30 empty] | 500 | mg/l | [44 empty] | 15 | mg/l | [8 empty] | 1 | l/s | [48 empty] | 10 | pH | 6 | pH | [18 empty] | 500 | mg/l | [16 empty] | 43 | °C | [8 empty] | 5 | m³/d
RACKHTH-THESPRINGS WROXRD STW | S01RACPOOLKA0 | Consent | Live | No | TECO-0315-2023 | Rackheath Pool Ltd | Green Lane West | Rackheath | Norwich | Norfolk |  | NR13 6LT | 03/01/2024 | Used water from the filter backwashing process and periodic drain-down of swimming pool contents. | Rackheath Pool Ltd | 66 North Quay | Great Yarmouth | Norfolk |  |  | NR30 1HE | a point following the backwash filters, in the plant room | Green Lane West | TG2799713626 | TG2794513622 | [54 empty] | 1000 | mg/l | [10 empty] | 5 | mg/l | [42 empty] | 4 | l/s | [48 empty] | 10 | pH | 6 | pH | [18 empty] | 1000 | mg/l | [16 empty] | 43 | °C | [8 empty] | 2.5 | m³/d
RAMSEY STW | S01AILWYNSKA | Direction | Live | No | ADU 479 | One Leisure Ramsey | Abbey Road | Ramsey | Cambridgeshire |  |  | PE26 1DP | 01/04/2010 | Wastewater from pool emptying and filter backwashing. | Huntingdon District Council | Pathfinder House | St Mary's Street | Huntingdon | Cambridgeshire |  | PE29 3TN | at a point prior to discharging to the public foul Sewer | at Abbey Road, Ramsey | TL2929084750 | TL2950085030 | [54 empty] | 500 | mg/l | [10 empty] | 5 | mg/l | [42 empty] | 5 | m³/hr | [36 empty] | 250 | mg/l | [10 empty] | 10 | pH | 6 | pH | [18 empty] | 500 | mg/l | [8 empty] | 1000 | mg/l | [6 empty] | 45 | °C | [8 empty] | 15 | m³/d
RAUNDS STW | S01GEOPOSTKA | Consent | Live | No | ACY 201 | DPD | Warth Park Way | Raunds | Northamptonshire |  |  | NN9 6NY | 19/02/2014 | Used water from the external washing of vehicles. | Geopost UK Limited T/A DPD | Roebuck Lane | Smethwick | West Midlands |  |  | B66 1BY | at the wash by the foul sewer | at Warth Park Way, Raunds | SP9878773072 | SP9895473018 | [54 empty] | 2500 | mg/l | [54 empty] | 1 | l/s | [36 empty] | 250 | mg/l | [10 empty] | 11 | pH | 6 | pH | [18 empty] | 1000 | mg/l | [8 empty] | 1000 | mg/l | [6 empty] | 45 | °C | [8 empty] | 4 | m³/d
RAUNDS STW | S01GENERALKA | Direction | Live | No | ADW 143 | Indesit Company UK Ltd | Warth Park | Raunds | Northamptonshire |  |  | NN9 6EG | 01/07/2012 | Wastewater from vehicle brush wash & steam cleaning with limited rainwater run-off from contamination risk designated areas. | Indesit Company UK Limited | Morley Way | Peterborough | Cambridgeshire |  |  | PE2 9JB | at a point prior to discharging to the public foul sewer | at Meadow Lane, Raunds | SP9872072890 | SP9872072890 | [54 empty] | 2500 | mg/l | [54 empty] | 1 | m³/hr | [36 empty] | 250 | mg/l | [10 empty] | 11 | pH | 6 | pH | [18 empty] | 1000 | mg/l | [8 empty] | 1000 | mg/l | [6 empty] | 45 | °C | [8 empty] | 5 | m³/d
RAUNDS STW | S01JSTFORKKA | Direction | Live | No | ADT 141 | JST Forklifts Limited | 5 Higham Road | Chelveston | Nr Wellingborough | Northamptonshire |  | NN9 6AN | 01/11/2008 | Wastewaters generated during the external jet washing of vehicles, after passing through an interceptor | JST Forklifts Limited | 5 Higham Road | Chelveston | Nr Wellingborough | Northamptonshire |  | NN9 6AN | at a point after interceptor and prior to discharging to the public foul sewer | Kimbolton Road, Chelveston | SP9913069570 | SP9913069570 | [54 empty] | 2000 | mg/l | [54 empty] | 0.5 | m³/hr | [36 empty] | 250 | mg/l | [10 empty] | 11 | pH | 6 | pH | [18 empty] | 1000 | mg/l | [8 empty] | 1000 | mg/l | [6 empty] | 45 | °C | [8 empty] | 1 | m³/d
RAUNDS STW | S01CRYSTALKA | Consent | Live | No | ACV 155 | Crystal Dry Cleaners | 24 - 26 Grove Street | Raunds | Northamptonshire |  |  | NN9 6DS | 05/10/2010 | Wastewaters arising from the laundering of domestic items only | Martina Lyon | t/a Crystal Dry Cleaners | 80 Oxford Street | Finedon | Northamptonshire |  | NN9 5HA | at a point adjacent to the property prior to discharging into the public foul sewer | at Grove Street, Raunds | SP9952072400 | SP9953072420 | [54 empty] | 2000 | mg/l | [54 empty] | 3 | m³/hr | [36 empty] | 250 | mg/l | [10 empty] | 11 | pH | 6 | pH | [18 empty] | 1000 | mg/l | [8 empty] | 1000 | mg/l | [6 empty] | 45 | °C | [8 empty] | 12 | m³/d
RAUNDS STW | S01HOWDENSKAR | Consent | Live | No | TECO-0066-2018 | Howdens Joinery Co | 80 Scalley Way | Warth Park | Raunds | Wellingborough |  | NN9 6RJ | 23/07/2018 | Used water, after passage via an interceptor, from the external washing of vehicles only. | Howden Joinery Limited | 40 Portman Square | London |  |  |  | W1H 6LT | a point after the interceptor prior to the public foul sewer | a point off Meadow Lane, Raunds | SP9838873148 | SP9872672895 | [54 empty] | 2500 | mg/l | [54 empty] | 1 | l/s | [48 empty] | 11 | pH | 6 | pH | [18 empty] | 1000 | mg/l | [16 empty] | 45 | °C | [8 empty] | 10 | m³/d
RAUNDS STW | S01DOM0006KA1 | Consent | Live | No | TECO-0110-2021 | Fresh Clean Bins | 9 Kingsmith Drive | Raunds | Northamptonshire |  |  | NN9 6PD | 02/06/2021 | Screened used water from the cleaning of wheelie bins (by a high pressure wash). | KJ Collections Ltd | 130 Old Street | London |  |  |  | EC1V 9BD | a point on the premises foul Drainage | Kingsmith Drive | TL0035072773 | TL0033872773 | [54 empty] | 2000 | mg/l | [54 empty] | 1 | l/s | [48 empty] | 10 | pH | 6 | pH | [18 empty] | 1000 | mg/l | [16 empty] | 43 | °C | [8 empty] | 1 | m³/d
RAUNDS STW | S01RAUNMULKA1 | Consent | Live | No | TECO-0261-2023 | Muller Northampton | 40 Warth Park Way | Raunds | Northamptonshire |  |  | NN9 6NY | 30/10/2023 | Used water, from i) the external washing of commercial vehicles ii) Commercial fridge condensate iii) floor, workshop and loading area cleaning activities. | Muller UK & Ireland Group LLP | Tern Valley Business Park | Shrewsbury Road | Market Drayton | Shropshire |  | TF9 3SQ | Manhole in car park entrance, Warth Park Way | Warth Park Way | SP9888273419 | SP9888973422 | [54 empty] | 2500 | mg/l | [54 empty] | 1.5 | l/s | [48 empty] | 11 | pH | 6 | pH | [18 empty] | 1000 | mg/l | [16 empty] | 43 | °C | [8 empty] | 15 | m³/d
RAYLEIGH-EAST STW | S01RAYCOLDKA | Direction | Live | No | ADY 314 | Rayleigh Cold Store Ltd | Stadium Way | Benfleet | Essex |  |  | SS7 3NZ | 01/03/2014 | Used water resulting from the bleed-off of water from cooling towers. | Rayleigh Cold Store Limited | Fourth Floor 30-31 | Furnival Street | London |  |  | EC4A 1JQ | at a point before entering the public foul sewer | Claydons Lane, Rayleigh, Essex. | TQ8059089310 | TQ8059089310 | [54 empty] | 2000 | mg/l | [54 empty] | 0.5 | m³/hr | [36 empty] | 250 | mg/l | [10 empty] | 12.5 | pH | 6 | pH | [18 empty] | 1000 | mg/l | [8 empty] | 1000 | mg/l | [6 empty] | 45 | °C | [8 empty] | 3 | m³/d
RAYLEIGH-EAST STW | S01THAMESPKA | Direction | Live | No | TEDI-0024-2024 | Thames Card Technology Limited | Thames House | Arterial Road | Rayleigh | Essex |  | SS6 7UQ | 07/05/2024 | Used water from process washing and treated photographic fixer from automatic processing machine. | Thames Card Technology Limited | Bemrose Booth Paragon Ltd | Stockholm Road | Sutton Fields | Hull | East Yorkshire | HU7 0XY | the automatic plate processor discharge point | in land adjacent to the Southend Arterial Road, Rayleigh (at manhole No. 8501) | TQ8059089560 | TQ8059089560 | [54 empty] | 1000 | mg/l | [54 empty] | 0.5 | l/s | [36 empty] | 100 | mg/l | [10 empty] | 10 | pH | 6 | pH | [18 empty] | 500 | mg/l | [16 empty] | 43 | °C | [8 empty] | 5 | m³/d
RAYLEIGH-EAST STW | S01THAMECWKA | Direction | Live | No | TEDI-0023-2024 | Thames Card Technology Limited | Thames House | Arterial Road | Rayleigh | Essex |  | SS6 7UQ | 07/05/2024 | Used water consisting of air compressor condensate after oil separation. | Thames Card Technology Limited | Bemrose Booth Paragon Ltd | Stockholm Road | Sutton Fields | Hull | East Yorkshire | HU7 0XY | a point after separation, prior to discharge to the public foul sewer | manhole 8501 on the sewer adjacent to Southend Arterial Road, Rayleigh | TQ8057089530 | TQ8062489681 | [54 empty] | 2000 | mg/l | [54 empty] | 2 | l/s | [48 empty] | 10 | pH | 6 | pH | [18 empty] | 1000 | mg/l | [16 empty] | 43 | °C | [8 empty] | 0.05 | m³/d
RAYLEIGH-EAST STW | S01HOULTONKA | Direction | Live | No | TEDI-0133-2024 | Houlton Meats limited | Unit 65, Stadium Way | Benfleet | Essex |  |  | SS7 3NZ | 04/11/2024 | Used waters arising from the processing of meat. | Houlton Meats Limited | Rayleigh Cold Store | Stadium Way | Benfleet | Essex |  | SS7 3NZ | the manhole in the front carpark at Unit 65, Stadium Way | Stadium Way, Benfleet | TQ8056089420 | TQ8055089360 | [24 empty] | 50 | mg/l | [28 empty] | 3400 | mg/l | [54 empty] | 1 | l/s | [36 empty] | 250 | mg/l | [10 empty] | 10 | pH | 6 | pH | [18 empty] | 2000 | mg/l | [16 empty] | 43 | °C | [8 empty] | 5 | m³/d | [14 empty] | 3.5 | mg/l
RAYLEIGH-EAST STW | S01ALLENRWKA | Consent | Live | No | TECO-0262-2025 | Allen Ford (UK) Limited t/a Essex Ford | 8 Stadium Way | Benfleet | Essex |  |  | SS7 3NL | 19/01/2026 | Used water, after passage via an interceptor, from the external washing of vehicles only. | Allen Ford (UK) Limited | Allen Ford- Warwick | Tatchbrook Park Drive | Warwick | Warwickshire |  | CV34 6SY | a point after the interceptor prior to joining the foul sewer | Stadium Way | TQ8018989372 | TQ8030089402 | [54 empty] | 2500 | mg/l | [54 empty] | 0.8 | l/s | [48 empty] | 11 | pH | 6 | pH | [18 empty] | 1000 | mg/l | [16 empty] | 43 | °C | [8 empty] | 1.3 | m³/d
RAYLEIGH-WEST STW | S01COTTIS KA | Direction | Live | No | ADU 142 | T J Cottis Transport Limited | Unit 13 Rawreth Industrial Estate | Rayleigh | Essex |  |  | SS6 9RL | 01/10/2009 | Wastewater from the external washing of vehicles only after passing through an interceptor. | T J Cottis Transport Limited | Beke Lodge | Beke Hall, Chase North | Rayleigh | Essex |  | SS6 9EZ | at the manhole after passing through the interceptor | Rawreth Industrial Estate, Raleigh, Essex | TQ7955092220 | TQ7957092190 | [54 empty] | 2000 | mg/l | [54 empty] | 0.5 | m³/hr | [36 empty] | 250 | mg/l | [10 empty] | 11 | pH | 6 | pH | [18 empty] | 1000 | mg/l | [8 empty] | 1000 | mg/l | [6 empty] | 45 | °C | [8 empty] | 2 | m³/d
RAYLEIGH-WEST STW | S01BPWASHRKA1 | Consent | Live | No | ACZ 324 | Rayleigh SF Connect | London Road | Rayleigh | Essex |  |  | SS6 9DW | 15/07/2015 | Used water arising from an automatic roll-over car wash, discharged via a silt trap and 3 stage interceptor. | BP Oil UK Limited | Chertsey Road | Sunbury on Thames | Middlesex |  |  | TW16 7BP | at the manhole to the rear of sales building | at manhole 2704, London Road | TQ9194991816 | TQ7921891761 | [54 empty] | 2500 | mg/l | [54 empty] | 1 | l/s | [48 empty] | 11 | pH | 6 | pH | [18 empty] | 1000 | mg/l | [16 empty] | 45 | °C | [8 empty] | 5 | m³/d
RAYLEIGH-WEST STW | S01FLOWLINKA2 | Consent | Live | No | TECO-0023-2024 | Flowline | Unit 2, Rawreth Industrial Estate | Rawreth Lane | Rayleigh | Essex |  | SS6 9RL | 06/03/2024 | Used water from internal cleaning of road-gully sucker (discharged after silt separation treatment, DAF and sludge press treatment) and run-off from the operation area. | FM Conway Limited T/A Flowline | Conway House | Vestry Road | Sevenoaks | Kent |  | TN14 5EL | a point after the silt separator | Rawreth Industrial Estate | TQ7966092350 | TQ7963992346 | [54 empty] | 2000 | mg/l | [54 empty] | 0.5 | l/s | [48 empty] | 10 | pH | 6 | pH | [18 empty] | 1000 | mg/l | [16 empty] | 43 | °C | [8 empty] | 15 | m³/d | [14 empty] | 3 | mg/l
RAYLEIGH-WEST STW | S01JRTYSONKA | Direction | Live | No | TEDI-0065-2024 | J.R. Tyson (Powder Coating) Limited | Unit 5, Rawreth Industrial Estate | Rawreth Lane | Rayleigh | Essex |  | SS6 9RL | 27/05/2024 | Used water arising from aqueous phosphate degreasing machine. | J.R. Tyson (Powder Coating) Limited | Unit 5, Rawreth Industrial Estate | Rawreth Lane | Rayleigh | Essex |  | SS6 9RL | the manhole next to the "Phoswash" machine prior to discharging to the public foul sewer | manhole 5201 in Rawreth Industrial Estate Roadway, Rayleigh | TQ7955992217 | TQ7957492191 | [54 empty] | 3000 | mg/l | [54 empty] | 0.1 | l/s | [32 empty] | 2.5 | mg/l | [14 empty] | 10 | pH | 6 | pH | [8 empty] | 1000 | mg/l | [8 empty] | 1000 | mg/l | [16 empty] | 43 | °C | [8 empty] | 2 | m³/d | [14 empty] | 5 | mg/l
REEDHAM STW | S01HDUMPTYKA0 | Direction | Live | No | TEDI-0176-2024 | Humpty Dumpty Brewery | Church Road, Reedham, Norfolk |  |  |  |  | NR13 3TZ | 05/04/2025 | Used water, after passage via an interceptor tank, from a micro-brewery. | Norfolk Broads Brewing LLP T/A Humpty Dumpty Brewery | Humpty Dumpty Brewery | Church Road, Reedham, Norfolk |  |  |  | NR13 3TZ | the outflow from the interceptor at the side of the brewery | a point between manholes 6501 and 6502 in Church Road, Reedham | TG4260002570 | TG4264002560 | [54 empty] | 10000 | mg/l | [54 empty] | 0.5 | l/s | [48 empty] | 10 | pH | 6 | pH | [18 empty] | 1500 | mg/l | [16 empty] | 43 | °C | [8 empty] | 2 | m³/d | [14 empty] | 1 | mg/l
REEPHAM STW (LINCS) | S01386 KA | Direction | Live | No | TEDI-0100-2022 | Hockenhull Turkeys Limited | Station Road | Langworth | Lincolnshire |  |  | LN3 5BB | 13/12/2022 | Used water arising from the following: i) intercepted washdown water from sanitising the hatchery, ii) cooling water, iii) intercepted vehicle washing, (iv) laundered workwear. | Hockenhull Turkeys Limited | Chowley Five | Chowley Oak Business Park | Chowley Oak Lane | Tattenhall | Chester | CH3 9GA | first manhole right hand side of white double doors opposite site entrance | manhole 3902, Station Road, Langworth | TF0528475943 | TF0530475970 | [54 empty] | 1000 | mg/l | [54 empty] | 1 | l/s | [48 empty] | 10 | pH | 6 | pH | [18 empty] | 1000 | mg/l | [16 empty] | 43 | °C | [8 empty] | 25 | m³/d
REEPHAM STW (NORFOLK) | S01REEPBDWKA0 | Direction | Live | No | TEDI-0238-2022 | Broadland Wineries Limited | Chapel Street | Cawston | Norwich | Norfolk |  | NR10 4BG | 24/02/2023 | Used water from wine fermentation, associated cleaning of plant, bottling, packaging lines, internal floors and building, after treatment with a SAF plant. | Broadland Wineries Limited | Chapel Street | Cawston | Norwich | Norfolk |  | NR10 4BG | a point on the premises following the SAF plant | Chapel Street | TG1362924137 | TG1362324130 | [54 empty] | 1250 | mg/l | [54 empty] | 1.2 | l/s | [48 empty] | 10 | pH | 6 | pH | [8 empty] | 20 | mg/l | [8 empty] | 1000 | mg/l | [16 empty] | 43 | °C | [8 empty] | 100 | m³/d
ROCHFORD STW | S01COPARTRKA | Consent | Live | No | ACT 140 | Copart UK | Brickfields Way | Purdeys Industrial Estate | Rochford | Essex |  | SS4 9EJ | 22/01/2009 | Wastewater arising from the external washing of vehicles, after passage through an interceptor | Userve Limited | Acrey Fields | Woburn Road | Wootton | Bedfordshire |  | MK43 9EJ | at a point after the interceptor and prior to discharging to the public foul sewer | Brickfields Way, Rochford | TQ8805090030 | TQ8819089960 | [54 empty] | 2000 | mg/l | [54 empty] | 0.5 | m³/hr | [36 empty] | 250 | mg/l | [10 empty] | 11 | pH | 6 | pH | [18 empty] | 1000 | mg/l | [8 empty] | 1000 | mg/l | [6 empty] | 45 | °C | [8 empty] | 1 | m³/d
ROCHFORD STW | S01CHANDOSKA | Direction | Live | No | ADZ 87 | Chandos Service Station | 32 Greensward Lane | Hockley | Essex |  |  | SS5 5HA | 01/11/2014 | Used waters from an automatic vehicle wash. | ROC UK LIMITED | Exxon Mobil House | Ermyn Way | Leatherhead | Surrey |  | KT22 8UX | at a point before entering public foul sewer after passing through a suitably maintained interceptor | at Greensward Lane, Hockley, Essex | TQ8444792852 | TQ8444592876 | [54 empty] | 2500 | mg/l | [54 empty] | 1 | l/s | [36 empty] | 250 | mg/l | [10 empty] | 11 | pH | 6 | pH | [18 empty] | 1000 | mg/l | [8 empty] | 1000 | mg/l | [6 empty] | 45 | °C | [8 empty] | 20 | m³/d
ROCHFORD STW | S01NEVROCHKA | Direction | Live | No | ADY 345 | Motorhog Limited | Brickfields Way | Purdeys Industrial Estate | Rochford, Essex |  |  | SS4 1NB | 01/04/2014 | Used waters from jet washing of vehicles and vehicle parts. | Motorhog Limited | Bentley Moor Lane | Adwick-Le-Street | Doncaster | South Yorkshire |  | DN6 7BD | at a point after the interceptor/basket trap, and prior to discharging to the public foul sewer | at Brickfields Way, Rochford | TQ8804990047 | TQ8807390033 | [54 empty] | 2500 | mg/l | [54 empty] | 1 | l/s | [36 empty] | 250 | mg/l | [10 empty] | 11 | pH | 6 | pH | [18 empty] | 1000 | mg/l | [8 empty] | 1000 | mg/l | [6 empty] | 45 | °C | [8 empty] | 4 | m³/d
ROCHFORD STW | S01LESBATEKA | Direction | Live | No | ADW 301 | Les Bateman Motors | Unit 9 | Featherby Way | Purdeys Industrial Estate | Rochford | Essex | SS4 1LD | 01/05/2012 | Wastewater from the steam cleaning of vehicles only. | Leslie Walter Bateman & Paul Leslie Bateman | 42 Bournmouth Park Road | Southend-on-Sea | Essex |  |  | SS2 5LP | at foul manhole 4 around the wash down area, prior to discharge to the public foul sewer | at Featherby Way, Rochford | TQ8829090000 | TQ8829090000 | [54 empty] | 2500 | mg/l | [54 empty] | 0.25 | m³/hr | [36 empty] | 250 | mg/l | [10 empty] | 11 | pH | 6 | pH | [18 empty] | 1000 | mg/l | [8 empty] | 1000 | mg/l | [6 empty] | 45 | °C | [8 empty] | 1 | m³/d
ROCHFORD STW | S01DOE KA | Direction | Live | No | ADZ 08 | Ernest Doe & Sons Ltd | Weir Pond Road | Rochford | Essex |  |  | SS4 1AH | 01/08/2014 | Used waters from the pressure washing of agricultural and horticultural machinery. | Ernest Doe & Sons Limited | Ulting | Maldon | Essex |  |  | CM9 6QH | at a point before entering the public foul sewer | Weir Pond Road, Rochford, Essex | TQ8770690632 | TQ8770890671 | [54 empty] | 2500 | mg/l | [54 empty] | 1 | m³/hr | [36 empty] | 250 | mg/l | [10 empty] | 10 | pH | 6 | pH | [18 empty] | 1000 | mg/l | [8 empty] | 1000 | mg/l | [6 empty] | 45 | °C | [8 empty] | 5 | m³/d
ROCHFORD STW | S01PIONEERKA | Direction | Live | No | ADZ 124 | Hanson Premix | Brickfields Way | Purdeys Industrial Estate | Rochford |  |  | SS4 1LX | 01/11/2014 | Used water arising from contaminated surface water from a concrete batching yard and washouts from mixer trucks that overflow from the mixer wash out point. | Hanson Aggregates Limited | Hanson House | 14 Castle Hill | Maidenhead | Berkshire |  | SL6 4JJ | at a point after the overflow from the washout pit prior to discharging to the public foul sewer | at Brickfield Way, Rochford | TQ8816088970 | TQ8819089950 | [54 empty] | 2000 | mg/l | [54 empty] | 0.35 | l/s | [36 empty] | 250 | mg/l | [10 empty] | 12.5 | pH | 6 | pH | [18 empty] | 1000 | mg/l | [8 empty] | 1000 | mg/l | [6 empty] | 45 | °C | [8 empty] | 10 | m³/d
ROCHFORD STW | S01TOOMEYSKA | Direction | Live | No | TEDI-0145-2019 | Toomey Southend Smart Repairs | Rochford Business Park | Cherry Orchard Way | Rochford | Essex |  | SS4 1GP | 20/04/2020 | Used waters arising from the external washing of vehicles, only after passage through an interceptor. | Toomey Motor Group Limited | Service House | West Mayne | Basildon | Essex |  | SS15 6RW | a point after the interceptor and prior to discharging to the public foul sewer | manhole 8100, close to Cherry Orchard Way, Rochford | TQ8571089150 | TQ8581089110 | [54 empty] | 2500 | mg/l | [54 empty] | 0.3 | l/s | [48 empty] | 11 | pH | 6 | pH | [18 empty] | 1000 | mg/l | [16 empty] | 45 | °C | [8 empty] | 15 | m³/d
ROCHFORD STW | S01ROCHNORKA1 | Consent | Live | No | TECO-0049-2023 | Rochford Norse Limited | Riverside Industrial Estate | South Street | Rochford | Essex |  | SS4 1BL | 23/03/2023 | Used water, after passage via an interceptor, from the external washing of vehicles only. | Rochford Norse Limited | 280 Fifers Lane | Norwich | Norfolk |  |  | NR6 6EQ | the manhole within the yard, after passage via the interceptor | manhole 8203 within the premises | TQ8785490239 | TQ8785490239 | [54 empty] | 2500 | mg/l | [54 empty] | 0.3 | l/s | [48 empty] | 11 | pH | 6 | pH | [18 empty] | 1000 | mg/l | [16 empty] | 43 | °C | [8 empty] | 0.7 | m³/d
ROCHFORD STW | S01IPECOLDKA | Direction | Live | No | TEDI-0253-2023 | Ipeco Building 1 | Airport Business Park Southend | Cherry Orchard Way | Rochford | Essex |  | SS4 1YH | 24/03/2024 | Used waters, after passage through a treatment plant, arising from an automated plating line for the treatment of aluminium components. | Ipeco Holdings Limited | Aviation Way | Southend On Sea | Essex |  |  | SS2 6UN | the foul manhole outside building adjacent to treatment plant | Cherry Orchard Way | TQ8630489548 | TQ8588689084 | [22 empty] | 10 | mg/l | [30 empty] | 500 | mg/l | [54 empty] | 1 | l/s |  |  |  |  | 100 | mg/l | [42 empty] | 10 | pH | 6 | pH | [18 empty] | 250 | mg/l | [8 empty] | 1000 | mg/l | [6 empty] | 43 | °C | [8 empty] | 40 | m³/d
ROCHFORD STW | S01ROCHRECKA | Direction | Live | No | TEDI-0008-2025 | Rochford Scrap Co. Limited | Welton Way | Purdeys Industrial Estate | Rochford | Essex |  | SS4 1LB | 16/03/2025 | Used water arising from contaminated yard run-off and washdown waters after passage through an interceptor. | Rochford Scrap Co. Limited | 1386 London Road | Leigh On Sea | Essex |  |  | SS9 2UJ | a point after the interceptor and prior to discharging to the public foul sewer | Purdeys Way, Rochford | TQ8842090130 | TQ8840089960 | [54 empty] | 3500 | mg/l | [54 empty] | 0.3 | l/s | [36 empty] | 250 | mg/l | [10 empty] | 10 | pH | 6 | pH | [18 empty] | 1000 | mg/l | [16 empty] | 43 | °C | [8 empty] | 8 | m³/d
ROCHFORD STW | S01ROCHCLEKA | Consent | Live | No | TECO-0132-2025 | Clements Hall Leisure Centre | Cements Hall Way | Hawkwell | Hockley | Essex |  | SS5 4LN | 24/07/2025 | Used water from the filter backwashing process and periodic drain-down of swimming pool contents. | Sports and Leisure management Ltd T/A Everyone Active | 2 Watling Drive | Sketchley Meadows | Hinkley | Leicestershire |  | LE10 3EY | the manhole after the plant room | the car park by the plant room | TQ8514691750 | TQ8514591744 | [54 empty] | 1000 | mg/l | [10 empty] | 5 | mg/l | [42 empty] | 5 | l/s | [48 empty] | 10 | pH | 6 | pH | [18 empty] | 1000 | mg/l | [16 empty] | 43 | °C | [8 empty] | 9 | m³/d
ROCHFORD STW | S01GBNROCHKA | Direction | Live | No | TEDI-0003-2026 | Sortera Limited | Ecologic Yard, Welton Way | Purdeys Industrial Estate | Rochford | Essex |  | SS4 1LA | 16/03/2026 | Used water from the collection of contaminated rainwater run-off and sprinkler watering from a waste transfer station. | Sortera Limited | Sortera House | 35 First Avenue | Montagu Industrial Estate | Edmonton |  | N18 3PH | the discharge from the interceptor to the foul drain at the eastern end of the site | Purdeys Way | TQ8836090210 | TQ8836090210 | [54 empty] | 1000 | mg/l | [54 empty] | 0.5 | l/s | [48 empty] | 10 | pH | 6 | pH | [18 empty] | 500 | mg/l | [8 empty] | 1000 | mg/l | [6 empty] | 43 | °C | [8 empty] | 40 | m³/d
ROYSTON STW | S01ROYJEWSKA1 | Consent | Live | No | ACZ 209 | Jewson Ltd | Orchard Road Industrial Estate | Royston | Hertfordshire |  |  | SG8 5HA | 09/02/2015 | Used water from a plant & vehicle wash. | Jewson Limited | Saint-Gobain House | Binley Business Park | Coventry |  |  | CV3 2TT | at the inspection chamber after the inteceptor | at Orchard Road | TL3479041260 | TL3480041280 | [54 empty] | 2500 | mg/l | [54 empty] | 0.17 | l/s | [48 empty] | 11 | pH | 6 | pH | [18 empty] | 1000 | mg/l | [8 empty] | 1000 | mg/l | [6 empty] | 45 | °C | [8 empty] | 3.7 | m³/d
ROYSTON STW | S01ROYJMATKA1 | Direction | Live | No | ADZ 365 | Johnson Matthey PLC | Orchard Road | Royston | Hertfordshire |  |  | SG8 5HE | 01/09/2015 | Treated used waters derived from: (i) the refining of metals and the manufacture of chemicals and catalysts, and (ii) potentially contaminated surface water run-off. | Johnson Matthey PLC | 5th Floor | 25 Farringdon Street | London |  |  | EC4A 4AB | at the outlet of the effluent treatment plant sampling tank. | Rock Road, Royston | TL3481041510 | TL3502041520 | [24 empty] | 100 | mg/l |  |  | 0.1 | mg/l | 0.2 | mg/l |  |  | 1 | mg/l | [18 empty] | 2000 | mg/l |  |  |  |  | 8000 | mg/l | [8 empty] | 0.1 | mg/l | [34 empty] | 0.1 | mg/l |  |  | 5.6 | l/s | [20 empty] | 0.002 | mg/l | [26 empty] | 10 | pH | 6 | pH | [12 empty] | 0.1 | mg/l | 0.2 | mg/l |  |  | 400 | mg/l | [10 empty] | 0.6 | mg/l |  |  |  |  | 45 | °C | 1 | mg/l | [6 empty] | 240 | m³/d | [8 empty] | 0.2 | mg/l
ROYSTON STW | S01ROYTESCKA1 | Direction | Live | No | ADU 366 | Tesco Stores | Old North Road | Royston | Hertfordshire |  |  | SG8 5UA | 01/01/2010 | Wastewater from the external washing of vehicles only. | Tesco PLC | Tesco House | Delamare Road | Cheshunt | Hertfordshire |  | EN8 9SL | at inspection chamber after the interceptor | at Old North Road, Royston | TL3515042020 | TL3517042020 | [54 empty] | 2000 | mg/l | [54 empty] | 1 | m³/hr | [36 empty] | 250 | mg/l | [10 empty] | 11 | pH | 6 | pH | [18 empty] | 1000 | mg/l | [8 empty] | 1000 | mg/l | [6 empty] | 45 | °C | [8 empty] | 3 | m³/d
ROYSTON STW | S01ROYROMAKA1 | Direction | Live | No | ADT 259 | Royal Mail | Royston Letter Delivery Office | Fourth Stage House | Grantham Close | Royston | Hertfordshire | SG8 5YY | 01/12/2008 | Waste waters arising from the external washing of vehicles after passage though an interceptor | Royal Mail Group Limited | 148 Old Street | London |  |  |  | EC1V 9HQ | at a point after the interceptor and prior to discharging to the public foul sewer | York Way, Royston | TL3498041780 | TL3500041730 | [54 empty] | 2000 | mg/l | [54 empty] | 2 | m³/hr | [36 empty] | 250 | mg/l | [10 empty] | 11 | pH | 6 | pH | [18 empty] | 1000 | mg/l | [8 empty] | 1000 | mg/l | [6 empty] | 45 | °C | [8 empty] | 8 | m³/d
ROYSTON STW | S01ROYSKETKA1 | Direction | Live | No | ADT 380 | Johnson Cleaners UK Limited | 27 d High Street | Royston | Hertfordshire |  |  | SG8 9AA | 01/05/2009 | Wastewaters arising from the washing of clothes and fabrics | Johnson Cleaners UK Limited | Lydia House | Puma Court | Kings Business Park | Kings Drive, Prescot | Merseyside | L34 1PJ | at a point on the premises prior to discharging to the public foul sewer | in King Street, Royston | TL3565040650 | TL3564040650 | [54 empty] | 2000 | mg/l | [54 empty] | 1 | m³/hr | [36 empty] | 250 | mg/l | [10 empty] | 11 | pH | 6 | pH | [18 empty] | 500 | mg/l | [8 empty] | 1000 | mg/l | [6 empty] | 45 | °C | [8 empty] | 7 | m³/d
ROYSTON STW | S01ROYABMAKA1 | Consent | Live | No | TECO-0002-2019 | Cereform Limited | The Mill | Kneesworth Street | Royston | Cambridgeshire |  | SG8 5AH | 25/03/2019 | Used waters arising from potentially contaminated yard drainage due to the washing of pallets. | Cereform Limited | Weston Centre | 19 Grosvenor Street | London |  |  | W1K 4QY | the sump manhole at the rear of the site | the entrance to The Mill on Kneesworth Street in Royston | TL3537041186 | TL3541941195 | [54 empty] | 500 | mg/l | [54 empty] | 1 | l/s | [48 empty] | 10 | pH | 6 | pH | [18 empty] | 1000 | mg/l | [16 empty] | 45 | °C | [8 empty] | 5 | m³/d
ROYSTON STW | S01ROYRMCTKA1 | Direction | Live | No | TEDI-0033-2020 | Cemex UK Operations Limited | South Close | Orchard Road | Royston | Hertfordshire |  | SG8 5HA | 25/04/2020 | Contaminated yard run-off containing traces of sand and cement - discharged only after passage via a grit-trap. | Cemex UK Operations Limited | Cemex House | Evreux Way | Rugby | Warwickshire |  | CV21 2DT | the yard drainage settlement tank | Orchard Road, Royston | TL3485041280 | TL3478041300 | [54 empty] | 2000 | mg/l | [54 empty] | 1 | l/s | [48 empty] | 12 | pH | 6 | pH | [18 empty] | 1000 | mg/l | [16 empty] | 45 | °C | [8 empty] | 10 | m³/d
ROYSTON STW | S01ROYPHARKA2 | Consent | Live | No | TECO-0200-2021 | Precision for Medicine (UK Labs) Limited | 2a Orchard Road | Royston | Hertfordshire |  |  | SG8 5HD | 20/10/2021 | Used waters from research laboratories providing human tissue and human tissue based research services. | Precision for Medicine (UK Labs) Limited | 2a Orchard Road | Royston | Hertfordshire |  |  | SG8 5HD | the manhole nearest to the entrance gate prior to the effluent being discharged to the foul sewer | Orchard Road, Royston | TL3528941378 | TL3526841418 | [54 empty] | 2000 | mg/l | [54 empty] | 0.5 | l/s | [48 empty] | 10 | pH | 6 | pH | [18 empty] | 1000 | mg/l | [16 empty] | 43 | °C | [8 empty] | 3 | m³/d
ROYSTON STW | S01ROYTHERKA2 | Direction | Live | Yes | TEDI-0289-2021 | Senior Aerospace Thermal Engineering | Orchard Road | Royston | Hertfordshire |  |  | SG8 5JZ | 25/11/2021 | Used waters arising from i) Surface finishing processes on stainless steel, Inconel, titanium and aluminium ii) Non-destructive testing of metal items. | Senior UK Limited | 59/61 High Street | Rickmansworth | Hertfordshire |  |  | WD3 1RH | the manhole in the car park close to the rear of the building | Orchard Road, Royston | TL3501041230 | TL3488141302 | [48 empty] | 0.01 | mg/l |  |  |  |  | 1200 | mg/l | [12 empty] | 2.1 | mg/l |  |  | 1 | mg/l | [36 empty] | 1.1 | l/s | [32 empty] | 0.5 | mg/l | [14 empty] | 10 | pH | 6 | pH | [18 empty] | 500 | mg/l | [16 empty] | 43 | °C |  |  | 5 | mg/l |  |  |  |  | 45 | m³/d | [14 empty] | 1 | mg/l
ROYSTON STW | S01ROYABMAKA2 | Consent | Live | No | TECO-0083-2022 | Cereform Limited | The Mill | Kneesworth Street | Royston |  |  | SG8 5AH | 28/07/2022 | Used water arising from a boiler blowdown. | Cereform Limited | Weston Centre | 10 Grosvenor Street | London |  |  | W1K 4QY | a point outside the boiler house prior to the effluent being discharged to the public foul sewer | the entrance to the mill on Kneesworth street, Royston | TL3537041186 | TL3541941195 | [54 empty] | 2000 | mg/l | [54 empty] | 1 | l/s | [48 empty] | 12.5 | pH | 6 | pH | [18 empty] | 1000 | mg/l | [16 empty] | 43 | °C | [8 empty] | 0.02 | m³/d
ROYSTON STW | S01ROYMETTKA0 | Consent | Live | No | TECO-0312-2023 | Mettler-Toledo Safeline X-Ray Limited | Building A, Greenfield | Royston, Hertfordshire |  |  |  | SG8 5HN | 13/12/2023 | Used waters arising from the ultrasonic cleaning of components. | Mettler-Toledo Safeline X-Ray Limited | Building A, Greenfield | Royston, Hertfordshire |  |  |  | SG8 5HN | the ultrasonic bath | manhole in Greenfield at front of premises | TL3438841085 | TL3447741188 | [54 empty] | 2500 | mg/l | [54 empty] | 0.5 | l/s | [48 empty] | 10 | pH | 6 | pH | [18 empty] | 1000 | mg/l | [16 empty] | 43 | °C | [8 empty] | 0.54 | m³/d
ROYSTON STW | S01ROYPROTKA1 | Direction | Live | No | TEDI-0198-2024 | Prototype Projects Limited | Unit 2 Greenfield | Royston, Hertfordshire |  |  |  | SG8 5HN | 10/07/2025 | Used water from the cleaning of 3D printing machines and physical objects. | Prototype Projects Limited | Unit 1 Greenfield | Royston, Hertfordshire |  |  |  | SG8 5HN | a holding tank containing the effluent prior to discharge to the sewer | Orchard Road, Royston | TL3460141289 | TL3461441406 | [54 empty] | 1500 | mg/l | [12 empty] | 5 | mg/l |  |  | 3 | mg/l | [36 empty] | 1 | l/s | [48 empty] | 10 | pH | 6 | pH | [18 empty] | 1000 | mg/l | [16 empty] | 43 | °C | [8 empty] | 0.5 | m³/d
ROYSTON STW | S01ROYCONQKA1 | Direction | Live | No | TEDI-0093-2025 | Conqueror Industries Limited | Units 3/4 South Close | Royston Trading Estate | Royston | Hertfordshire |  | SG8 5UH | 20/10/2025 | Used water from zinc phosphating plant containing alkaline cleaners. | Conqueror Industries Limited | Manufactory House | Bell Lane, Hertford | Hertfordshire |  |  | SG14 1BP | the outlet from the phosphating plant sampling tank on left side of door | Orchard Road, Royston | TL3484041130 | TL3480041280 | [54 empty] | 400 | mg/l | [54 empty] | 0.3 | l/s | [48 empty] | 10 | pH | 6 | pH | [8 empty] | 25 | mg/l | [8 empty] | 400 | mg/l | [16 empty] | 43 | °C | [8 empty] | 6.5 | m³/d | [14 empty] | 3.5 | mg/l
ROYSTON STW | S01DOM0019KA1 | Consent | Live | No | TECO-0040-2025 | Royston Bin Cleaning Services Limited | 97 Garden Walk | Royston, Hertfordshire |  |  |  | SG8 7JN | 19/03/2025 | Screened used water from the cleaning of wheelie bins by a high pressure wash. | Royston Bin Cleaning Services Limited | 97 Garden Walk | Royston, Hertfordshire |  |  |  | SG8 7JN | the outlet of the wash unit | Garden Walk, Royston | TL3654941380 | TL3649741361 | [54 empty] | 2000 | mg/l | [54 empty] | 0.3 | l/s | [48 empty] | 10 | pH | 6 | pH | [18 empty] | 1000 | mg/l | [16 empty] | 43 | °C | [8 empty] | 0.5 | m³/d
ROYSTON STW | S01ROYLEISKA1 | Consent | Live | No | TECO-0058-2025 | Everyone Active | Royston Leisure Centre, Woodcock Road | Royston, Hertfordshire |  |  |  | SG8 7XT | 01/05/2025 | Used water from the filter backwashing process and periodic drain-down of swimming pool contents. | Sports and Leisure Management Limited T/A Everyone Active | 2 Watling Drive | Sketchley Meadows, Hinkley |  |  |  | LE10 3EY | the manhole in the service yard | the driveway serving the leisure centre carpark | TL3642841563 | TL3637941622 | [54 empty] | 1000 | mg/l | [10 empty] | 5 | mg/l | [42 empty] | 3 | l/s | [48 empty] | 10 | pH | 6 | pH | [18 empty] | 1000 | mg/l | [16 empty] | 43 | °C | [8 empty] | 15 | m³/d
ROYSTON STW | S01ROYINTEKA1 | Direction | Live | No | TEDI-0092-2025 | Intertek Melbourn | Unit 4, Anglian Business Park | Orchard Road, Royston |  |  |  | SG8 5TW | 20/10/2025 | Used water arising from general laboratory process including water treatment rinses. | Melbourn Scientific Limited | Saxon Way | Melbourn | Royston | Hertfordshire |  | SG8 6DN | the external inspection chamber at the front of the premises | Orchard Road | TL3506541244 | TL3506541244 | [54 empty] | 2000 | mg/l | [54 empty] | 0.5 | l/s | [48 empty] | 10 | pH | 6 | pH | [18 empty] | 500 | mg/l | [16 empty] | 43 | °C | [8 empty] | 1.5 | m³/d
RYHALL STW | S01PROLINEKA | Direction | Live | No | TEDI-0140-2024 | Liquidsun Ltd | Meadow Park Industrial Estate | Bourne Road | Essendine | Stamford | Lincolnshire | PE9 4LT | 14/01/2025 | Used water arising from the aqueous cleaning of mixing vessels containing herbal extracts. | Liquidsun Ltd | 15 Martinfield Business Centre | Welwyn Garden City | Hertfordshire |  |  | AL7 1HG | a point prior to discharging into the public foul sewer | Meadow Park Industrial Estate, Essendine, Lincolnshire | TF0480012600 | TF0488012700 | [54 empty] | 500 | mg/l | [54 empty] | 1 | l/s | [48 empty] | 10 | pH | 6 | pH | [18 empty] | 300 | mg/l | [16 empty] | 43 | °C | [8 empty] | 2 | m³/d
S WOODHAM FERRERS STW | S01FORKDIRKA | Direction | Live | No | ADZ 355 | Fork Truck Direct Ltd | 23 Redhills Road | South Woodham Ferrers | Essex |  |  | CM3 5UL | 01/09/2015 | Used water from the cleaning of mechanical plant. | Fork Truck Direct Ltd | Suite 17 & 18 | River House Lower Southend Road | Wickford | Essex |  | SS11 8BB | at the discharge from the silt trap to the manhole chamber in unit 21 | manhole 5801, in car park area to the rear of the premises to the railway. | TQ8154297887 | TQ8150697843 | [54 empty] | 2500 | mg/l | [54 empty] | 0.5 | l/s | [48 empty] | 11 | pH | 6 | pH | [18 empty] | 1000 | mg/l | [16 empty] | 45 | °C | [8 empty] | 1 | m³/d
S WOODHAM FERRERS STW | S01SWFPOOLKA | Direction | Live | No | ADW 283 | South Woodham Ferrers School | Trinity Square | South Woodham Ferrers | Chelmsford | Essex |  | CM3 5JU | 01/05/2012 | Wastewater from the filter backwashing process and periodic drain down of swimming pool contents. | Chelmsford Borough Council | Community Services Group | Civic Centre | Duke Street | Chelmsford, Essex |  | CM1 1SE | at rear of the premise, prior to discharge to the public foul sewer | at Ferrers Road, South Woodham Ferrers | TQ8141097330 | TQ8146097370 | [54 empty] | 1000 | mg/l | [10 empty] | 5 | mg/l | [42 empty] | 5 | l/s | [36 empty] | 250 | mg/l | [10 empty] | 10 | pH | 6 | pH | [18 empty] | 1000 | mg/l | [8 empty] | 1000 | mg/l | [6 empty] | 45 | °C | [8 empty] | 15 | m³/d
S WOODHAM FERRERS STW | S01SAINCARKA | Consent | Live | No | TECO-0142-2019 | Sainsbury's Supermarket | Burnham Road | South Woodham Ferrers | Chelmsford | Essex |  | CM3 5QP | 25/11/2019 | Used water, after passage via an interceptor, from the external washing of vehicles only. | Sainsbury's Supermarkets Ltd | 33 Holborn | London |  |  |  | EC1N 2HT | the manhole after the interceptor prior to joining the domestic waste on the property | the east boundary of the site | TQ8030098257 | TQ8035698280 | [54 empty] | 2500 | mg/l | [54 empty] | 0.35 | l/s | [48 empty] | 11 | pH | 6 | pH | [18 empty] | 1000 | mg/l | [16 empty] | 45 | °C | [8 empty] | 30 | m³/d
S WOODHAM FERRERS STW | S01LOOKMGLKA | Consent | Live | No | TECO-0111-2020 | Lookers Motor Group Limited | South Woodham Ferrers Ford | Haltwhistle Road | Western Industrial Estate | South Woodham Ferrers, Essex |  | CM3 5ZA | 08/10/2020 | Used water, after passage via an interceptor, from the external washing of vehicles only. | Lookers Motor Group Limited | Lookers House | 3 Etchells Road | West Timperley | Altrincham |  | WA14 5XS | the foul manhole following the wash bay interceptor | Ferrers Road | TQ8023297496 | TQ8022497503 | [54 empty] | 2500 | mg/l | [54 empty] | 0.5 | l/s | [48 empty] | 11 | pH | 6 | pH | [18 empty] | 1000 | mg/l | [16 empty] | 43 | °C | [8 empty] | 0.4 | m³/d
S WOODHAM FERRERS STW | S01PRINTCLKA | Direction | Live | No | TEDI-0116-2023 | Printech Circuit Laboratories Limited | 31-35 Haltwhistle Road | South Woodham Ferrers, Chelmsford | Essex |  |  | CM3 5ZA | 28/08/2024 | Used water associated with the manufacture of printed circuit boards, following pre-treatment by pH adjustment, precipitation, settlement, and ion-exchange arising only from the: 1) Electroplating of Copper, Nickel, and Tin; 2) Zincate processing of Aluminium. | Printech Circuit Laboratories Limited | 31-35 Haltwhistle Road | South Woodham Ferrers, Chelmsford | Essex |  |  | CM3 5ZA | the manhole beside the lean-to/open shed by backdoor/goods-in entrance area | Haltwhistle Road, South Woodham Ferrers | TQ8023097610 | TQ8023097610 | [54 empty] | 1000 | mg/l | [16 empty] | 3 | mg/l | [36 empty] | 3 | l/s | [10 empty] | 1.5 | mg/l | [20 empty] | 3 | mg/l | [14 empty] | 10 | pH | 6 | pH | [18 empty] | 500 | mg/l | [8 empty] | 1800 | mg/l | [6 empty] | 43 | °C | 1.5 | mg/l | [6 empty] | 30 | m³/d | [14 empty] | 1.5 | mg/l
S WOODHAM FERRERS STW | S01CVBREWBKA | Direction | Live | No | TEDI-0066-2023 | Crouch Vale Brewery Limited | Unit 23 Haltwhistle Road | South Woodham Ferrers | Chelmsford | Essex |  | CM3 5ZA | 18/03/2024 | Used water from the cleansing of brewing equipment. | Crouch Vale Brewery Limited | Unit 23 Haltwhistle Road | South Woodham Ferrers | Chelmsford | Essex |  | CM3 5ZA | the discharge manhole close to the toilets of annex, and prior to discharge to the public foul sewer | Haltwhistle Road, South Woodham Ferrers | TQ8028097610 | TQ8024097580 | [54 empty] | 15000 | mg/l | [54 empty] | 0.5 | l/s | [48 empty] | 10 | pH | 6 | pH | [18 empty] | 1000 | mg/l | [16 empty] | 43 | °C | [8 empty] | 7 | m³/d
S WOODHAM FERRERS STW | S01CVBREWCKA | Direction | Live | No | TEDI-0067-2023 | Crouch Vale Brewery Limited | Unit 23 Haltwhistle Road | South Woodham Ferrers | Chelmsford | Essex |  | CM3 5ZA | 18/03/2024 | Used water from the cleansing of beer casks. | Crouch Vale Brewery Limited | Unit 23 Haltwhistle Road | South Woodham Ferrers | Chelmsford | Essex |  | CM3 5ZA | the discharge from the drainage channel in the floor of the cask washing area, prior to discharge to the public foul sewer | Haltwhistle Road, South Woodham Ferrers | TQ8028097610 | TQ8024097580 | [54 empty] | 10000 | mg/l | [54 empty] | 0.5 | l/s | [48 empty] | 10 | pH | 6 | pH | [18 empty] | 1000 | mg/l | [16 empty] | 43 | °C | [8 empty] | 7 | m³/d
S WOODHAM FERRERS STW | S01MICROLIKA | Consent | Live | No | TECO-0158-2025 | Micro Lithography Services Limited | 102 Haltwhistle Road | South Woodham Ferrers | Essex |  |  | CM3 5ZF | 24/09/2025 | Used water from X-Ray processing after silver recovery treatment. | Micro Lithography Services Limited | 102 Haltwhistle Road | South Woodham Ferrers | Essex |  |  | CM3 5ZF | the sink by the window | the south of the property leading | TQ8031897556 | TQ8032797544 | [54 empty] | 75000 | mg/l | [54 empty] | 0.005 | l/s | [48 empty] | 10 | pH | 6 | pH | [18 empty] | 500 | mg/l | [16 empty] | 43 | °C | [8 empty] | 0.0015 | m³/d
SAFFRON WALDEN STW | S01SAFTHCWKA1 | Consent | Live | No | ACX 149 | Kujtim Prushi -Hand Carwash | Tesco Superstore | Radwinter Road | Saffron Walden, Essex |  |  | CB10 2JP | 21/12/2012 | Washwaters arising from the external hand washing of vehicles | Kujtim Prushi | 31 Horn Book | Saffron Walden | Essex |  |  | CB11 3JN | after discharge from the interceptor prior to discharging to the public foul sewer | at Radwinter Road, Saffron Walden | TL5509038360 | TL5504038420 | [54 empty] | 2500 | mg/l | [54 empty] | 0.2 | m³/hr | [36 empty] | 250 | mg/l | [10 empty] | 10 | pH | 6 | pH | [18 empty] | 1000 | mg/l | [8 empty] | 1000 | mg/l | [6 empty] | 45 | °C | [8 empty] | 3 | m³/d
SAFFRON WALDEN STW | S01JOSSAUMKA | Direction | Live | No | ADW 83 | John F Jossaume Limited | 2 Thaxted Road | Saffron Walden | Essex |  |  | CB11 3AA | 01/10/2011 | Wasetwater, after passage via a three-stage interceptor, derived from the steam cleaning of heavy plant. | John F Jossaume Limited | 2 Thaxted Road | Saffron Walden | Essex |  |  | CB11 3AA | at a point after discharge from the interceptor and prior to entry into the public foul sewer | at Thaxted Road, Saffron Walden | TL5440038390 | TL5439038380 | [54 empty] | 2500 | mg/l | [54 empty] | 1 | m³/hr | [36 empty] | 250 | mg/l | [10 empty] | 11 | pH | 6 | pH | [18 empty] | 1000 | mg/l | [8 empty] | 1000 | mg/l | [6 empty] | 45 | °C | [8 empty] | 2 | m³/d
SAFFRON WALDEN STW | S01LORDBUTKA | Direction | Live | No | ADX 238 | Lord Butler Fitness & Leisure Centre | Peasland Road | Saffron Walden | Essex |  |  | CB11 3EG | 01/12/2012 | Wastewater from the filter backwashing process and the periodic drain-down of swimming pool contents. | Leisure Connection Limited | Potton House | Great North Road | Wyboston | Bedfordshire |  | MK44 3BA | at a point after the filter back-wash plant and before entry into the public foul sewer | at Peasland Road, Saffron Walden | TL5470037510 | TL5465037590 | [54 empty] | 1000 | mg/l | [10 empty] | 5 | mg/l | [42 empty] | 3 | l/s | [36 empty] | 250 | mg/l | [10 empty] | 10 | pH | 6 | pH | [18 empty] | 1000 | mg/l | [8 empty] | 1000 | mg/l | [6 empty] | 45 | °C | [8 empty] | 13 | m³/d
SAFFRON WALDEN STW | S01ANGLSWDKA | Direction | Live | No | ADV 09 | The Launderette | 8 Emsons Close | Saffron Walden | Essex |  |  | CB10 1HL | 01/07/2010 | Wastewater arising from the washing of clothes and fabrics. | Mr Martin P Smith | The White Hart House | 107 The Causeway | Burwell | Cambridgeshire |  | CB25 0DU | at the manhole to the rear of the premises | at Emsons Close, Saffron Walden | TL5391038580 | TL5388038550 | [54 empty] | 2000 | mg/l | [54 empty] | 2 | m³/hr | [36 empty] | 100 | mg/l | [10 empty] | 11 | pH | 6 | pH | [18 empty] | 500 | mg/l | [8 empty] | 1000 | mg/l | [6 empty] | 45 | °C | [8 empty] | 8 | m³/d
SAFFRON WALDEN STW | S01SAFWBINKA | Consent | Live | No | ACU 221 | Binwash UK Limited | 20 Crabtrees | Saffron Walden | Essex |  |  | CB11 3BH | 26/03/2010 | Filtered wastewaters arising from the washing of domestic wheelie bins | Binwash UK Limited | Quantic Accountancy Limited | Mount Nebo | Brickwall Farm | Sible Hedingham | Halstead, Essex | CO9 3RH | at a point after discharging from the filter unit and prior to discharging to the public foul sewer | at Crabtrees, Saffron Walden | TL5446037890 | TL5446037880 | [54 empty] | 2000 | mg/l | [54 empty] | 3.6 | m³/hr | [36 empty] | 250 | mg/l | [10 empty] | 10 | pH | 6 | pH | [18 empty] | 1000 | mg/l | [8 empty] | 1000 | mg/l | [6 empty] | 45 | °C | [8 empty] | 0.2 | m³/d
SAFFRON WALDEN STW | S01SAFFCONKA | Direction | Live | No | TEDI-0077-2020 | Contamac Limited | Carlton House | Shire Hill | Saffron Walden | Essex |  | CB11 3AU | 22/02/2021 | Used water from process baths, from the production of contact lens polymers. | Contamac Limited | Carlton House | Shire Hill | Saffron Walden | Essex |  | CB11 3AU | a point prior to entry to the public foul sewer | Shire Hill | TL5476438058 | TL5476438095 | [54 empty] | 800 | mg/l | [54 empty] | 2 | l/s | [48 empty] | 10 | pH | 6 | pH | [18 empty] | 250 | mg/l | [8 empty] | 1000 | mg/l | [6 empty] | 43 | °C | [8 empty] | 5 | m³/d
SAFFRON WALDEN STW | S01HOLCOMPKA | Direction | Live | No | TEDI-0172-2021 | Holroyd Components Limited | Shirehill Industrial Estate | Saffron Walden | Essex |  |  | CB11 3AQ | 16/08/2021 | Treated used waters arising from the chemical etching of metal foils containing nickel, chromium, iron and copper. | Holroyd Components Limited | Shirehill Industrial Estate | Saffron Walden | Essex |  |  | CB11 3AQ | a point free of domestic sewage prior to discharge into the public foul sewer | Shirehill, Saffron Walden | TL5485038210 | TL5483038210 | [54 empty] | 3500 | mg/l | [12 empty] | 2.5 | mg/l |  |  | 3 | mg/l | [36 empty] | 0.3 | l/s | [32 empty] | 3 | mg/l | [14 empty] | 10 | pH | 6 | pH | [18 empty] | 300 | mg/l | [16 empty] | 43 | °C | [8 empty] | 5 | m³/d
SAFFRON WALDEN STW | S01SWLAUNDKA | Direction | Live | No | TEDI-0263-2021 | Saffron Walden Steam Laundry Company Limited | 13-17 Gold Street | Saffron Walden | Essex |  |  | CB10 1EN | 12/01/2022 | Used water from a commercial laundry and dry cleaning, to include water treatment back-washes and boiler blowdowns. | Saffron Walden Steam Laundry Company Limited | 17 Gold Street | Saffron Walden | Essex |  |  | CB10 1EN | the manhole adjacent to right hand side of road entrance, prior to discharge to the public foul sewer. | Gold Street, Saffron Walden | TL5383538353 | TL5381938345 | [54 empty] | 2500 | mg/l | [54 empty] | 2.5 | l/s | [48 empty] | 11 | pH | 6 | pH | [18 empty] | 500 | mg/l | [16 empty] | 43 | °C | [8 empty] | 100 | m³/d
SALTFLEET STW | S01ACI37SPKA | Direction | Live | No | ADX 23 | Sunnydale Caravan Site | Sea Lane | Saltfleet | Louth | Lincolnshire |  | LN11 7RP | 01/08/2012 | Wastewater from the filter backwashing process and periodic drain down of swimming pool contents. | GB Holiday Parks Limited | Sceptre Court | 40 Tower Hill | London |  |  | EC3N 4DX | at the pipe from the back wash filters | at Sea Lane, Saltfleet | TF4551094380 | TF4560094290 | [54 empty] | 1000 | mg/l | [10 empty] | 5 | mg/l | [42 empty] | 1 | l/s | [36 empty] | 250 | mg/l | [10 empty] | 10 | pH | 6 | pH | [18 empty] | 1000 | mg/l | [8 empty] | 1000 | mg/l | [6 empty] | 45 | °C | [8 empty] | 2 | m³/d
SANDY STW | S011056EASKA1 | Consent | Live | No | ACW 24 | Eastaff Buildbase | Eastaff House | Beamish Close | Off Sunderland Road | Sandy, Bedfordshire |  | SG19 1SD | 28/07/2011 | Wastewater arising from the washing down of plant & equipment | Grafton Merchanting GB Limited | PO Box 1224 | Pelham House | Canwick Road | Lincoln |  | LN5 5NH | at the discharge from the inspection chamber after the plant washing area, prior to discharge to the public foul sewer | at Beamish Close, Sandy | TL1763051010 | TL1750050990 | [54 empty] | 2500 | mg/l | [54 empty] | 1 | m³/hr | [36 empty] | 250 | mg/l | [10 empty] | 11 | pH | 6 | pH | [18 empty] | 1000 | mg/l | [8 empty] | 1000 | mg/l | [6 empty] | 45 | °C | [8 empty] | 3 | m³/d
SANDY STW | S011056113KA3 | Direction | Live | No | ADP 260 | Marshalls Building Products | Sunderland Road | Sandy | Bedfordshire |  |  | SG19 1QY | 01/12/2005 | Washwaters from on-site vehicle and HGV washing and waters from concrete soak tank. | Marshalls Mono Limited | Birkby Grange | 85 Birkby Hall Road | Birkby | Huddersfield |  | HD2 2YA | at a point prior to discharge into the public foul sewer | at Sunderland Road adjacent to the railway embankment | TL1756050330 | TL1756050330 | [54 empty] | 3000 | mg/l | [54 empty] | 0.5 | l/s | [36 empty] | 100 | mg/l | [10 empty] | 11 | pH | 6 | pH | [18 empty] | 1500 | mg/l | [8 empty] | 1000 | mg/l | [6 empty] | 45 | °C | [8 empty] | 7 | m³/d
SANDY STW | S011056129KA1 | Direction | Live | No | ADQ 31 | Frontier Agriculture Ltd | Georgetown Road | A1 Trunk Road | Sandy | Bedfordshire |  | SG19 2UB | 01/10/2005 | Wastewater from the washing of vehicles. | Frontier Agriculture Ltd | c/o Associated British Foods PLC | 50-51 Russell Squaare | London |  |  | WC1B 4JA | at a point prior to discharge into the public sewer | at Georgetown Road | TL1644050320 | TL1644050320 | [54 empty] | 1500 | mg/l | [54 empty] | 1 | m³/hr | [36 empty] | 100 | mg/l | [10 empty] | 10 | pH | 6 | pH | [18 empty] | 1000 | mg/l | [8 empty] | 1000 | mg/l | [6 empty] | 45 | °C | [8 empty] | 1 | m³/d
SANDY STW | S011056114KA1 | Direction | Live | Yes | ADZ 142 | Kypol Electroplating Limited | Suven House, 55 Gosforth Close | Sunderland Road Industrial Estate | Sandy |  |  | SG19 1RB | 01/02/2015 | Treated rinsewaters from the following processes only: - electroplating of zinc, nickel, copper, tin, silver and brass - anodising, chemical blacking, passivation, phosphating, acid and alkali cleaning, cyanide treatment. | Kypol Electroplating Limited | Suven House | 55 Gosforth Close | Sunderland Road Industrial Estate | Sandy, Bedfordshire |  | SG19 1RB | at the inspection chamber in front of the factory | at Gosforth Close | TL1761050820 | TL1761050820 | [54 empty] | 450 | mg/l |  |  |  |  | 3000 | mg/l | [6 empty] | 5 | mg/l |  |  | 0.5 | mg/l |  |  |  |  | 0.5 | mg/l | 0.5 | mg/l | [28 empty] | 0.5 | l/s | [20 empty] | 0.001 | mg/l | [10 empty] | 2 | mg/l | [14 empty] | 10 | pH | 6 | pH | [14 empty] | 0.5 | mg/l |  |  | 400 | mg/l | [8 empty] | 1000 | mg/l | [6 empty] | 45 | °C | [8 empty] | 15 | m³/d | [14 empty] | 5 | mg/l
SANDY STW | S011056UVSKA1 | Direction | Live | No | ADT 55 | Userve Limited t/a Copart UK | London Road Industrial Estate | Georgetown Road | Sandy | Bedfordshire |  | SG19 1QH | 01/08/2008 | Wastewater from vehicle washing. | Userve Limited | Acrey Fields | Woburn Road | Wootton | Bedfordshire |  | MK43 9EJ | at a point prior to discharge into the public foul sewer | at Georgetown Road, Sandy | TL1629050210 | TL1629050210 | [54 empty] | 1500 | mg/l | [54 empty] | 1 | m³/hr | [36 empty] | 150 | mg/l | [10 empty] | 10 | pH | 6 | pH | [18 empty] | 800 | mg/l | [8 empty] | 1000 | mg/l | [6 empty] | 45 | °C | [8 empty] | 2 | m³/d
SANDY STW | S011056131KA1 | Direction | Live | No | TEDI-0287-2021 | Dutton Engineering (Woodside) Limited | 3 Tyne Road | Middlefield Industrial Estate | Sandy |  |  | SG19 1SA | 21/03/2022 | Used waters arising from the waterjet cutting of metal sheets. | Dutton Engineering (Woodside) Limited | 3 Tyne Road | Middlefield Industrial Estate | Sandy | Bedfordshire |  | SG19 1SA | the second manhole away to the right from the main entrance to the factory | Tyne Road, Sandy | TL1742050600 | TL1742050590 | [54 empty] | 2000 | mg/l | [54 empty] | 0.1 | l/s | [48 empty] | 10 | pH | 6 | pH | [18 empty] | 1000 | mg/l | [16 empty] | 43 | °C | [8 empty] | 3 | m³/d
SANDY STW | S0110GARICKA1 | Consent | Live | No | TECO-0219-2022 | Garic Limited | 74 Sunderland Road | Sandy | Bedfordshire |  |  | SG19 1QY | 21/12/2022 | Used water arising from the washdown of welfare accommodation and plant hire equipment. | Garic Limited | 3rd Floor | Walker House | Exchange Flags | Liverpool |  | L2 3YL | the inspection chamber at the wash bay prior to the effluent being discharged to the public foul sewer | Tyne Road, Sandy | TL1738950580 | TL1736350582 | [54 empty] | 2500 | mg/l | [54 empty] | 1 | l/s | [48 empty] | 10 | pH | 6 | pH | [18 empty] | 1000 | mg/l | [16 empty] | 43 | °C | [8 empty] | 10 | m³/d
SANDY STW | S01MILESTOKA1 | Consent | Live | No | TECO-0071-2023 | Central Bedfordshire Council | Sandy Depot | Unit 6, Beamish Close | Sandy | Bedfordshire |  | SG19 1SD | 03/04/2023 | Used water, after passage via an interceptor, from (i) the external washing of vehicles only, (ii) de-watering of road sweeping waste and (iii) contaminated surface water run-off. | Milestone Infrastructure Limited | Abel Smith House | Gunnels Wood Road | Stevenage, Hertfordshire |  |  | SG1 2ST | manhole FWMH 13 after the attenuation tank prior to the effluent being discharged to the public foul sewer | Beamish Close, Sandy | TL1739650986 | TL1744950969 | [54 empty] | 2500 | mg/l | [54 empty] | 1.4 | l/s | [48 empty] | 11 | pH | 6 | pH | [18 empty] | 1000 | mg/l | [16 empty] | 43 | °C | [8 empty] | 4 | m³/d
SANDY STW | S01056NATHKA1 | Consent | Live | No | TECO-0298-2023 | National Highways Limited | Sandy Depot | Beamish Close | Sunderland Road | Sandy | Bedfordshire | SG19 1SD | 27/12/2023 | Used water, after passage via an interceptor, from the external washing of vehicles only. | National Highways Limited | Bridge House | 1 Walnut Tree Close | Guildford |  |  | GU1 4LZ | the grass verge in front of the depot | Beamish Close, Sandy | TL1738550956 | TL1738450956 | [54 empty] | 2500 | mg/l | [54 empty] | 2 | l/s | [48 empty] | 11 | pH | 6 | pH | [18 empty] | 1000 | mg/l | [16 empty] | 43 | °C | [8 empty] | 5 | m³/d
SANDY STW | S011056132KA1 | Consent | Live | No | TECO-0040-2026 | Tesco Hand Car Wash | New Road | Sandy | Bedfordshire |  |  | SG19 1NX | 09/04/2026 | Used water, after passage via an interceptor, from the external washing of vehicles only. | SJKW Limited | Flat 8 | Arber House | 12 The Hyde | London |  | NW9 6FP | a point after the wash bay prior to the effluent being discharged to the public foul sewer | Willow Rise, Sandy | TL1767548524 | TL1767548524 | [54 empty] | 2500 | mg/l | [54 empty] | 0.5 | l/s | [48 empty] | 11 | pH | 6 | pH | [18 empty] | 1000 | mg/l | [16 empty] | 43 | °C | [8 empty] | 5 | m³/d
SAWSTON STW | S0151WELCHKA2 | Consent | Live | No | ACZ 225 | WTL Truck & Van | Moorfield Road | Duxford | Cambridgeshire |  |  | CB22 4PS | 19/02/2015 | Used water used to wash HGV and other vehicles with a jet wash, after passing through a suitably maintained interceptor. | Welch's Transport Limited | Moorfield Road | Duxford | Cambridgeshire |  |  | CB22 4PS | at outflow of interceptor by vehicle wash bay | at Moorfield Road PS | TL4816046972 | TL4804846887 | [54 empty] | 2500 | mg/l | [54 empty] | 0.3 | l/s | [48 empty] | 11 | pH | 6 | pH | [18 empty] | 1000 | mg/l | [8 empty] | 1000 | mg/l | [6 empty] | 45 | °C | [8 empty] | 5 | m³/d
SAWSTON STW | S0151WELCHKA1 | Consent | Live | No | ACZ 222 | Welch's Transport Limited | Moorfield Road | Duxford | Cambridgeshire |  |  | CB22 4PS | 19/02/2015 | Used water to wash HGV and other vehicles with an automatic wash bay, after passing through a suitably maintained interceptor. | Welch's Transport Limited | Moorfield Road | Duxford | Cambridgeshire |  |  | CB22 4PS | at outflow of interceptor by vehicle wash bay | at Moorfield Road PS | TL4815347014 | TL4804846887 | [54 empty] | 2500 | mg/l | [54 empty] | 0.3 | l/s | [48 empty] | 11 | pH | 6 | pH | [18 empty] | 1000 | mg/l | [8 empty] | 1000 | mg/l | [6 empty] | 45 | °C | [8 empty] | 5 | m³/d
SAWSTON STW | S0151VINDIKA | Direction | Live | No | ADV 77 | F Vindis & Sons (Sawston) Limited | 25 - 27 High Street | Sawston | Cambridge |  |  | CB2 4BG | 01/09/2010 | Wastewater from vehicle jet washing only. | F Vindis & Sons (Sawston) Limited | Vindis House | Low Road | St Ives, Huntingdon | Cambridgeshire |  | PE27 4EL | at a point within curtilage of site prior to discharging to foul sewer | at High Street, Sawston | TL4870049500 | TL4870049500 | [54 empty] | 2500 | mg/l | [54 empty] | 0.5 | l/s | [36 empty] | 250 | mg/l | [10 empty] | 10 | pH | 6 | pH | [18 empty] | 1000 | mg/l | [8 empty] | 1000 | mg/l | [6 empty] | 45 | °C | [8 empty] | 4 | m³/d
SAWSTON STW | S0151BUDGEKA1 | Consent | Live | No | ACW 72 | Gravelles Budgens | 31 High Street, Sawston, Cambs |  |  |  |  | CB22 3BG | 14/09/2011 | Wastewater, after passage an via oil/grit removal process, from the external washing of vehicles only. | More Thought For Food Ltd T/A Gravelles Budgens | East Wing, Goffs Oak House, Goffs Lane | Goffs Oak, Waltham Cross, Herts |  |  |  | EN7 5BW | at the inspection chamber after the grit-trap | at High Street, Sawston | TL4864049440 | TL4862049430 | [54 empty] | 2500 | mg/l | [54 empty] | 0.3 | l/s | [36 empty] | 250 | mg/l | [10 empty] | 11 | pH | 6 | pH | [18 empty] | 1000 | mg/l | [8 empty] | 1000 | mg/l | [6 empty] | 45 | °C | [8 empty] | 10 | m³/d
SAWSTON STW | S0151HIGHWKA | Direction | Live | No | TEDI-0023-2019 | Kier Highways Limited | Whittlesford Motorway Compound | Area 8 Operational Depot | Station Road (East), Whittlesford | Cambridgeshire |  | CB22 4NL | 16/04/2019 | Used water from external vehicle washing only of vehicles. | Kier Highways Limited | Tempsford Hall | Tempsford Hall | Sandy | Bedfordshire |  | SG19 2BD | a point after passing through an interceptor and prior to discharging to the public foul sewer | Station Road, Whittlesford. | TL4862547370 | TL4857347337 | [54 empty] | 2500 | mg/l | [54 empty] | 0.6 | l/s | [48 empty] | 11 | pH | 6 | pH | [18 empty] | 1000 | mg/l | [16 empty] | 45 | °C | [8 empty] | 5 | m³/d
SAWSTON STW | S0151VOLVOKA | Direction | Live | No | TEDI-0011-2017 | Services Machinery & Trucks Limited | Moorfield Road | Duxford | Cambridge |  |  | CB22 4QX | 20/02/2018 | Used waters from the external washing of vehicles only, after passage through an interceptor. | Services Machinery & Trucks Limited | Moorfield Road | Duxford | Cambridge |  |  | CB22 4QX | the manhole after passing through the interceptor | Moorfield Road, Duxford | TL4794046900 | TL4802046890 | [54 empty] | 2500 | mg/l | [54 empty] | 0.2 | l/s | [48 empty] | 11 | pH | 6 | pH | [18 empty] | 1000 | mg/l | [16 empty] | 45 | °C | [8 empty] | 6 | m³/d
SAWSTON STW | S0151SEAL KA | Direction | Live | No | TEDI-0283-2021 | Dixon International Group Limited | Pampisford Place | Brewery Road | Pampisford, Cambridge |  |  | CB22 3HG | 26/03/2022 | Used water from wash down of glue application equipment used in manufacture of rubber seals. | Dixon International Group Limited | Pampisford Place | Brewery Road | Pampisford, Cambridge |  |  | CB22 3HG | the settlement tank in the basement of the factory | Brewery Road, Pampisford | TL4937048360 | TL4933048260 | [54 empty] | 10000 | mg/l | [54 empty] | 0.3 | l/s | [48 empty] | 10 | pH | 6 | pH | [18 empty] | 4000 | mg/l | [16 empty] | 43 | °C | [8 empty] | 1 | m³/d | [14 empty] | 4.5 | mg/l
SAWSTON STW | S0151PHOREKA1 | Consent | Live | No | TECO-0220-2023 | Phoremost Limited | Unit 7 The Works | Unity Campus | Pampisford | Cambridgeshire |  | CB22 3FT | 06/09/2023 | Used waters from laboratory research and development activities, namely assay experiments and cell culture. | Phoremost Limited | Unit 7 The Works | Unity Campus | Pampisford | Cambridgeshire |  | CB22 3FT | the sample point within the tissue culture lab | London Road | TL4887248076 | TL4891148127 | [54 empty] | 3000 | mg/l | [54 empty] | 1 | l/s | [48 empty] | 10 | pH | 6 | pH | [18 empty] | 1000 | mg/l | [16 empty] | 43 | °C | [8 empty] | 0.075 | m³/d
SAWSTON STW | S0151CAMUPKA1 | Consent | Live | No | TECO-0050-2024 | Cambridge University Press & Assessment | DC10 Cambridge, Hill Farm Road | Whittlesford | Cambridge | Cambridgeshire |  | CB22 4NB | 27/03/2024 | Used water, after passage via an interceptor, from the external washing of vehicles only. | The Chancellor, Masters, and Scholars of the University of Cambridge | University Printing House, Shaftesbury Road | Cambridge | United Kingdom |  |  | CB2 8RU | the manhole following the vehicle wash area | Hill Farm Road | TL4655646921 | TL4659347542 | [54 empty] | 2500 | mg/l | [54 empty] | 0.2 | l/s | [48 empty] | 11 | pH | 6 | pH | [18 empty] | 1000 | mg/l | [16 empty] | 43 | °C | [8 empty] | 0.12 | m³/d
SAWSTON STW | S0151DOMEXKA3 | Consent | Live | No | TECO-0084-2024 | Domainex Limited | Sigma Building, 40 South Street | Unity Campus | Pampisford | Cambridgeshire |  | CB22 3FW | 07/05/2024 | Used water from general biology laboratory activities. | Domainex Limited | Chesterford Research Park, | Little Chesterford, Saffron Walden | Essex |  |  | CB10 1XL | the 'East' sample point manhole outside of the premises | London Road, Pampisford | TL4887447991 | TL4891148127 | [54 empty] | 4500 | mg/l | [54 empty] | 1 | l/s | [48 empty] | 10 | pH | 6 | pH | [18 empty] | 1000 | mg/l | [16 empty] | 43 | °C | [8 empty] | 1 | m³/d
SAWSTON STW | S0151DOMEXKA2 | Consent | Live | No | TECO-0083-2024 | Domainex Limited | Sigma Building, 40 South Street | Unity Campus | Pampisford | Cambridgeshire |  | CB22 3FW | 07/05/2024 | Used water from general biology laboratory activities. | Domainex Limited | Chesterford Research Park, | Little Chesterford, Saffron Walden, | England | Essex |  | CB10 1XL | the 'North' sample point manhole outside of the premises | London Road, Pampisford | TL4886047975 | TL4891148127 | [54 empty] | 4500 | mg/l | [54 empty] | 1 | l/s | [48 empty] | 10 | pH | 6 | pH | [18 empty] | 1000 | mg/l | [16 empty] | 43 | °C | [8 empty] | 1 | m³/d
SAWSTON STW | S0151VIANAKA1 | Consent | Live | No | TECO-0176-2024 | ViaNautis Bio Limited | Cadence Building, Unity Campus | Pampisford | Cambridge |  |  | CB22 3FT | 12/09/2024 | Used water from general research and development biology laboratory activities. | ViaNautis Bio Limited | Cadence | Unity Park | Cambridge |  |  | CB22 3FT | a point within the lab prior to entering the main public foul sewer | London Road, Pampisford | TL4884047963 | TL4891148127 | [54 empty] | 3000 | mg/l | [54 empty] | 1 | l/s | [48 empty] | 10 | pH | 6 | pH | [18 empty] | 1000 | mg/l | [16 empty] | 43 | °C | [8 empty] | 0.3 | m³/d
SAWSTON STW | S0151MAXTHKA1 | Consent | Live | No | TECO-0169-2024 | Maxion Therapeutics Limited | Suite 4, The Works, Unity Campus | London Road | Pampisford | Cambridgeshire |  | CB22 3FT | 03/09/2024 | Used water from general research and development biology laboratory activities. | Maxion Therapeutics Limited | C/O Mishcon De Reya, Africa House | 70 Kingsway | London |  |  | WC2B 6AH | a point after discharge from lab sinks within the laboratory | Manhole 9101 on London Road, Pampisford | TL4880948050 | TL4891148127 | [54 empty] | 3000 | mg/l | [54 empty] | 0.5 | l/s | [48 empty] | 10 | pH | 6 | pH | [18 empty] | 1000 | mg/l | [16 empty] | 43 | °C | [8 empty] | 0.6 | m³/d
SAWSTON STW | S0151IONTSKA1 | Consent | Live | No | TECO-0016-2025 | Iontas Limited | The Works, Unity Campus | London Road | Pampisford | Cambridge |  | CB22 3EF | 18/02/2025 | Used waters from biology laboratory research and development activities. | Iontas Limited | 1 Bartholomew Lane, | London | United Kingdom |  |  | EC2N 2AX | a point within the laboratory prior to entering the main public foul sewer | London Road, Pampisford | TL4885248083 | TL4891148127 | [54 empty] | 3000 | mg/l | [54 empty] | 1 | l/s | [48 empty] | 10 | pH | 6 | pH | [18 empty] | 1000 | mg/l | [16 empty] | 43 | °C | [8 empty] | 0.2 | m³/d
SAWSTON STW | S0151GIDDIKA | Direction | Live | No | TEDI-0018-2025 | K L Giddings Limited | Lion Works | Station Road | Whittlesford | Cambridgeshire |  | CB22 4WL | 05/04/2025 | Used water comprising rinse-waters arising from electroless nickel plating. | K L Giddings Limited | Lion Works | Station Road | Whittlesford | Cambridgeshire |  | CB22 4WL | the pumping station in the yard out side the premises | Station Road East, Whittlesford | TL4848047465 | TL4851847291 | [54 empty] | 500 | mg/l | [54 empty] | 0.3 | l/s | [32 empty] | 3 | mg/l | [14 empty] | 10 | pH | 6 | pH | [18 empty] | 400 | mg/l | [16 empty] | 43 | °C | [8 empty] | 2 | m³/d
SAWSTON STW | S01DOM0021KA1 | Consent | Live | No | TECO-0098-2025 | DIY Hub Limited | 1a Challis Close | Sawston, Cambridgeshire |  |  |  | CB22 3LT | 15/05/2025 | Screened used water from the cleaning of wheelie bins. | DIY Hub Limited | 1a Challis Close | Sawston, Cambridgeshire |  |  |  | CB22 3LT | the outlet of the screened water tank | Mill Lane | TL4811849335 | TL4811949406 | [54 empty] | 2000 | mg/l | [54 empty] | 0.3 | l/s | [48 empty] | 10 | pH | 6 | pH | [18 empty] | 1000 | mg/l | [16 empty] | 43 | °C | [8 empty] | 0.7 | m³/d
SAWSTON STW | S0151PULPXKA1 | Consent | Live | No | TECO-0020-2025 | Pulpex Limited | Unit 1 Accelerator Park, West Way | Sawston, Cambridgeshire |  |  |  | CB22 3FG | 18/03/2025 | Used water from the research, development and production of fibre (wood pulp) containers. | Pulpex Limited | Unit 1 Accelerator Park, West Way | Sawston, Cambridgeshire |  |  |  | CB22 3FG | the drainage point within the rear of the factory | Grove Road, Sawston | TL4907150335 | TL4909550301 | [54 empty] | 2000 | mg/l | [54 empty] | 0.5 | l/s | [48 empty] | 10 | pH | 6 | pH | [18 empty] | 1000 | mg/l | [16 empty] | 43 | °C | [8 empty] | 12 | m³/d
SAWSTON STW | S0151MAXTHKA2 | Consent | Live | No | TECO-0124-2025 | Maxion Therapeutics Limited | Suite 5 The Works, Unity Campus | London Road, Pampisford | Cambridgeshire |  |  | CB22 3FT | 20/06/2025 | Used water from general research and development biology laboratory activities. | Maxion Therapeutics Limited | C/O Mishcon de Reya, Africa House | 70 Kingsway, London |  |  |  | WC2B 6AH | a point after the discharge from sinks within the laboratory | Manhole 9101 on London Road, Pampisford | TL4879548067 | TL4891148127 | [54 empty] | 3000 | mg/l | [54 empty] | 0.5 | l/s | [48 empty] | 10 | pH | 6 | pH | [18 empty] | 1000 | mg/l | [16 empty] | 43 | °C | [8 empty] | 0.3 | m³/d
SAWTRY STW | S01HARLEYEKA | Direction | Live | No | TEDI-0178-2024 | Harley Engineering Limited | Unit 2, Brookside Industrial Estate | Sawtry | Huntingdon | Cambridgeshire |  | PE28 5SB | 12/02/2025 | Used water from metal deburring process. | Harley Engineering Limited | Unit 2, Brookside Industrial Estate | Sawtry | Huntingdon | Cambridgeshire |  | PE28 5SB | the sump tank in the rumbling machine | Brookside, Sawtry | TL1661084260 | TL1664084220 | [54 empty] | 1000 | mg/l | [54 empty] | 2 | l/s | [36 empty] | 250 | mg/l | [10 empty] | 10 | pH | 6 | pH | [18 empty] | 500 | mg/l | [8 empty] | 1000 | mg/l | [6 empty] | 43 | °C | [8 empty] | 0.25 | m³/d | [14 empty] | 5 | mg/l
SAXILBY STW | S01SAXSGHLKA1 | Consent | Live | No | ACX 119 | S G Haulage Limited | Plot 9 | Saxilby Enterprise Park | Skellingthorpe Road | Saxilby, Lincolnshire |  | LN1 2LR | 09/11/2012 | Wastewaters arising from (i) the external washing of haulage vehicles, (ii) from preparation of the fifth wheel, and (iii) from pre-MOT inspections | S G Haulage Limited | 12 Tentercroft Street | Lincoln | Lincolnshire |  |  | LN5 7DB | at a point after the interceptor and prior to discharging into the foul sewer | at Saxilby Enterprise Park, Saxilby | SK9122074730 | SK9121074670 | [54 empty] | 2500 | mg/l | [16 empty] | 3 | mg/l | [36 empty] | 1 | l/s | [36 empty] | 250 | mg/l | [10 empty] | 11 | pH | 6 | pH | [18 empty] | 1000 | mg/l | [8 empty] | 1000 | mg/l | [6 empty] | 45 | °C | [8 empty] | 3 | m³/d | [14 empty] | 5 | mg/l
SAXILBY STW | S01SAXSIMPKA1 | Consent | Live | No | TECO-0044-2020 | P and S Simpson Limited | 16 Saxilby Enterprise Park | Skellingthorpe Road | Saxilby | Lincoln |  | LN1 2LR | 04/05/2020 | Used water from washing fleet vehicles having passed through an interceptor. | P and S Simpson Limited | 16 Saxilby Enterprise Park | Skellingthorpe Road | Saxilby | Lincoln |  | LN1 2LR | a point after the interceptor | MH 1600, Saxilby Enterprise Park | SK9120774655 | SK9116374685 | [24 empty] | 75 | mg/l | [28 empty] | 2500 | mg/l | [54 empty] | 1 | l/s | [36 empty] | 250 | mg/l | [10 empty] | 10 | pH | 6 | pH | [18 empty] | 1000 | mg/l | [8 empty] | 1000 | mg/l | [6 empty] | 43.3 | °C | [8 empty] | 5 | m³/d
SAXILBY STW | S01FOODCLEKA1 | Consent | Live | Yes | TECO-0267-2023 | Foodclean | Units 2-6 Erris Court | Saxilby | Lincoln |  |  | LN1 2LR | 08/12/2023 | Used water from i) the manufacture of cleaning chemicals ii) cooling water from cooling jacket. | QJS (UK) Limited | Saxilby Enterprise Park | Skellingthorpe Road | Lincoln |  |  | LN1 2LR | a point after the flow meter | Skellingthorpe Road | SK9100174661 | SK9100974702 | [54 empty] | 3000 | mg/l |  |  |  |  | 10000 | mg/l | [34 empty] | 200000 | µg/l | [12 empty] | 1 | l/s | [20 empty] | 0.01 | mg/l | [14 empty] | 250 | mg/l | [10 empty] | 10 | pH | 6 | pH | [8 empty] | 50 | mg/l | [8 empty] | 500 | mg/l | [8 empty] | 1000 | mg/l | [6 empty] | 43 | °C | [8 empty] | 5 | m³/d
SAXLINGHAM STW | S01DUFFMILKA1 | Direction | Live | No | ADZ 507 | W L Duffield & Sons Ltd | Saxlingham Thorpe Mills | Newton Flotman | Norwich, Norfolk |  |  | NR15 1TY | 01/03/2016 | Used water from boiler blowdown. | W L Duffield & Sons Ltd | Babylon View | Penmill Trading Estate | Yeovil | Somerset |  | BA21 5HR | at TM21159787, at a point prior to discharge to the public foul sewer | on Ipswich road, Newton Flotman | TM2115097880 | TM2115097880 | [54 empty] | 2000 | mg/l | [54 empty] | 3 | l/s | [48 empty] | 12.5 | pH | 6 | pH | [18 empty] | 1000 | mg/l | [16 empty] | 45 | °C | [8 empty] | 0.7 | m³/d
SAXLINGHAM STW | S01DUFFMILKA0 | Direction | Live | No | ADV 315 | W L Duffield & Sons Ltd | Ipswich Road | Saxlingham Thorpe | Norwich | Norfolk |  | NR15 1TY | 01/02/2011 | Wastewater from the external steam cleaning of lorries, after passage through an interceptor. | W L Duffield & Sons Limited | Babylon View | Pen Hill Trading Estate | Yeovil | Somerset |  | BA21 5HR | at final settlement pit, prior to discharge to the public foul sewer. | at Ipswich Road, Newton Flotman | TM2116797906 | TM2122078550 | [54 empty] | 3000 | mg/l | [54 empty] | 11 | m³/hr | [36 empty] | 250 | mg/l | [10 empty] | 11 | pH | 6 | pH | [18 empty] | 1000 | mg/l | [8 empty] | 1000 | mg/l | [6 empty] | 45 | °C | [8 empty] | 5 | m³/d
SCAMPTON RAF STW | S01SCAMEGLKA1 | Consent | Live | No | TECO-0096-2025 | EG On The Move Limited T/A EG Lincoln | Lincolnshire Showground | Lincoln | Lincolnshire |  |  | LN1 2ZR | 28/05/2025 | Used water, after passage via an interceptor, from the external washing of vehicles only. | EG On The Move Limited | Waterside | Haslingden Road | Blackburn | Lancashire |  | BB1 2FA | the manhole after the interceptor | Woodland's Edge Lane, Lincoln, LN1 2ZR, MH1000 | SK9731778016 | SK9713178082 | [54 empty] | 2500 | mg/l | [54 empty] | 0.225 | l/s | [48 empty] | 11 | pH | 6 | pH | [18 empty] | 1000 | mg/l | [16 empty] | 43 | °C | [8 empty] | 0.6 | m³/d
SCULTHORPE-RAF CAMP STW | S01DOM0018KA1 | Consent | Live | No | TECO-0291-2024 | Mr Clean It | 15 Chesnut Avenue | Wicken Green Village | Fakenham | Norfolk |  | NR21 7QL | 17/12/2024 | Screened used water from the cleaning of wheelie bins (by a high pressure wash). | David Peter Morgan T/A Mr Clean It | 15 Chesnut Avenue | Wicken Green Village | Fakenham | Norfolk |  | NR21 7QL | the discharge from the wheelie bin water tank | the rear of 15 Chesnut Avenue | TF8450331807 | TF8449931810 | [54 empty] | 2000 | mg/l | [54 empty] | 1 | l/s | [48 empty] | 10 | pH | 6 | pH | [18 empty] | 1000 | mg/l | [16 empty] | 43 | °C | [8 empty] | 0.2 | m³/d
SHENFIELD AND HUTTON STW | S01BUILDSEKA | Consent | Live | No | ACY 199 | Buildbase | Prospect Way | Hutton Industrial Estate | Hutton, Brentwood | Essex |  | CM13 1XA | 19/02/2014 | Used waters arising from the jet washing of hire plant and company vehicles. | Grafton Merchanting GB Limited T/A Buildbase | Pelham House | Canwick Road | Lincoln |  |  | LN5 5NH | at the point of discharge into the public foul sewer | at Prospect Way | TQ6299196050 | TQ6300595984 | [54 empty] | 2500 | mg/l | [54 empty] | 1 | l/s | [36 empty] | 250 | mg/l | [10 empty] | 11 | pH | 6 | pH | [18 empty] | 1000 | mg/l | [8 empty] | 1000 | mg/l | [6 empty] | 45 | °C | [8 empty] | 2 | m³/d
SHENFIELD AND HUTTON STW | S01MAYFLOWKA | Direction | Live | No | ADZ 191 | BP Mayflour SF Connect (Express Shopping) | Radford Way | Billericay | Essex |  |  | CM12 0BP | 01/02/2015 | Used water from automatic car wash. | BP Oil Limited | Chertsey Road | Sunbury-on-Thames | Middlesex |  |  | TW7 9BP | at a point after the interceptor, prior to entry to the public foul sewer | at Radford Way | TQ6747095050 | TQ6747095050 | [54 empty] | 2500 | mg/l | [54 empty] | 0.3 | l/s | [48 empty] | 11 | pH | 6 | pH | [18 empty] | 1000 | mg/l | [8 empty] | 1000 | mg/l | [6 empty] | 45 | °C | [8 empty] | 10 | m³/d
SHENFIELD AND HUTTON STW | S01JAMES KA | Direction | Live | No | ADW 86 | The Washeteria | 25 Hutton Road | Shenfield | Brentwood | Essex |  | CM15 8JU | 01/10/2011 | Wastewaters arising from the laundering of domestic items only. | R T Goldstone - T/A The Washeteria | 25 Hutton Road | Shenfield | Brentwood | Essex |  | CM15 8JU | at the manhole, prior to discharge to the public foul sewer | at Hutton Road, Shenfield | TQ6081094800 | TQ6083094810 | [54 empty] | 2000 | mg/l | [54 empty] | 1.25 | m³/hr | [36 empty] | 100 | mg/l | [10 empty] | 10 | pH | 6 | pH | [18 empty] | 1000 | mg/l | [8 empty] | 1000 | mg/l | [6 empty] | 45 | °C | [8 empty] | 10 | m³/d
SHENFIELD AND HUTTON STW | S01SAVAGESKA | Direction | Live | No | ADZ 727 | Hutton Mount Service Station | 1 Rayleigh Road | Hutton | Brentwood |  |  | CM13 1AF | 01/10/2016 | Used water arising from an automatic roll over wash facility, after passing through a suitably maintained interceptor. | Malthurst Petroleum Limited | Vincent House | 4 Grove Lane | Epping | Essex |  | CM16 4LH | at a point after the interceptor prior to discharging to the public foul sewer | Rayleigh Road, Hutton | TQ6148095040 | TQ6147095030 | [54 empty] | 2500 | mg/l | [54 empty] | 0.5 | l/s | [48 empty] | 11 | pH | 6 | pH | [18 empty] | 1000 | mg/l | [16 empty] | 45 | °C | [8 empty] | 8 | m³/d
SHENFIELD AND HUTTON STW | S01BILSORTKA | Direction | Live | No | ADU 134 | Royal Mail | Billericay Delivery Office | 136 High Street | Billericay | Essex |  | CM12 9AA | 01/10/2009 | Wasetwater, after passage via an interceptor, from the external washing of vehicles only. | Royal Mail Limited | 148 Old Street | London |  |  |  | EC1V 9HQ | at the manhole after passage via the interceptor | at High Street Billericay | TQ6740094330 | TQ6735094310 | [54 empty] | 2000 | mg/l | [54 empty] | 0.5 | m³/hr | [36 empty] | 250 | mg/l | [10 empty] | 11 | pH | 6 | pH | [18 empty] | 1000 | mg/l | [8 empty] | 1000 | mg/l | [6 empty] | 45 | °C | [8 empty] | 1 | m³/d
SHENFIELD AND HUTTON STW | S01ANSTEADKA | Direction | Live | No | TEDI-0233-2020 | Univar Solutions UK Limited | Unit 1 | Radford Way | Billericay | Essex |  | CM12 0DX | 21/03/2021 | Treated used water from food, cosmetic and pharmaceutical colour blend manufacturing processes. | Univar Solutions UK Limited | Aquarius House | 6 Mid Point Business Park | Thornbury | Bradford |  | BD3 7AY | a point prior to discharge into the public foul sewer | Radford Way, Billericay | TQ6744095090 | TQ6744095090 | [54 empty] | 5000 | mg/l | [16 empty] | 3 | mg/l | [36 empty] | 0.42 | l/s | [48 empty] | 10 | pH | 6 | pH | [18 empty] | 1500 | mg/l | [16 empty] | 43 | °C | [8 empty] | 10 | m³/d | [14 empty] | 1 | mg/l
SHENFIELD AND HUTTON STW | S01SHCMBSWKA1 | Consent | Live | No | TECO-0143-2021 | CMB Revolve Technologies Ltd | Prospect House | Prospect Way | Hutton | Brentwood | Essex | CM13 1XA | 13/07/2021 | Contaminated rainwater and surface water run off from a fuel farm and car park after passage through an interceptor. | CMB Revolve Technologies Ltd | Prospect House | Prospect Way | Hutton | Brentwood | Essex | CM13 1XA | a point prior to discharge to the public foul sewer | Prospect Way, Hutton | TQ6317396060 | TQ6320595991 | [54 empty] | 2500 | mg/l | [54 empty] | 4 | l/s | [48 empty] | 10 | pH | 6 | pH | [18 empty] | 1000 | mg/l | [16 empty] | 43 | °C | [8 empty] | 10 | m³/d
SHENFIELD AND HUTTON STW | S01SHCMBCTKA1 | Consent | Live | No | TECO-0144-2021 | CMB Revolve Technologies Limited | Prospect House | Prospect Way | Hutton | Brentwood | Essex | CM13 1XA | 14/07/2021 | Used water comprising cooling tower bleed water. | CMB Revolve Technologies Limited | Prospect House | Prospect Way | Hutton | Brentwood | Essex | CM13 1XA | a point prior to discharge to the public foul sewer | Prospect Way, Hutton | TQ6314096089 | TQ6320595991 | [54 empty] | 2000 | mg/l | [54 empty] | 3 | l/s | [48 empty] | 10 | pH | 6 | pH | [18 empty] | 1000 | mg/l | [16 empty] | 43 | °C | [8 empty] | 5 | m³/d
SHENFIELD AND HUTTON STW | S01CONTESTKA1 | Consent | Live | No | TECO-0116-2022 | Construction Testing Solutions Limited | 3 Lawness Barns | Mountnessing Road | Billericay, Essex |  |  | CM12 0TS | 30/08/2022 | Used water arising from physical soil and aggregate testing and inspection, after settlement. | Construction Testing Solutions Limited | 4 Oak Spinney Business Park | Ratby Lane | Leicester |  |  | LE3 3AW | a point following the silt trap | a point adjacent to Mountnessing Road | TQ6581396406 | TQ6580096421 | [54 empty] | 500 | mg/l | [54 empty] | 0.3 | l/s | [48 empty] | 10 | pH | 6 | pH | [18 empty] | 500 | mg/l | [16 empty] | 43 | °C | [8 empty] | 1 | m³/d
SHENFIELD AND HUTTON STW | S01WORLDSPKA | Direction | Live | No | TEDI-0272-2022 | World of Spice Limited | 22 - 23 Bebington Close | Billericay | Essex |  |  | CM12 0DT | 02/02/2023 | Used water arising from the cleaning of mixing, blending and packing machinery used in food preparation of food seasonings and flavourings. | World of Spice Limited | 44 - 46 Orsett Road | Grays | Essex |  |  | RM17 5ED | the point of discharge to the public foul sewer | Bebington Close, Billericay | TQ6720095200 | TQ6720095200 | [54 empty] | 2000 | mg/l | [54 empty] | 0.1 | l/s | [48 empty] | 10 | pH | 6 | pH | [18 empty] | 1000 | mg/l | [16 empty] | 43 | °C | [8 empty] | 1 | m³/d
SHENFIELD AND HUTTON STW | S01UNBARRCKA | Direction | Live | No | TEDI-0325-2022 | Unbar Rothon Limited | Unit 2 | Radford Crescent | Billericay | Essex |  | CM12 0DU | 21/02/2023 | Used water arising from the cleaning of mixing & blending machinery used in the preparation of food seasonings & flavourings. | Unbar Rothon Limited | 44 - 46 Orsett Street | Grays | Essex |  |  | RM17 5ED | a point prior to discharging to the public foul sewer | Radford Crescent, Billericay | TQ6724495147 | TQ6729095160 | [54 empty] | 2000 | mg/l | [54 empty] | 0.1 | l/s | [48 empty] | 10 | pH | 6 | pH | [18 empty] | 1000 | mg/l | [16 empty] | 43 | °C | [8 empty] | 1 | m³/d
SHENFIELD AND HUTTON STW | S01UNBAR KA | Direction | Live | No | TEDI-0326-2022 | Unbar Rothon Limited | Radford Way | Billericay | Essex |  |  | CM12 0BT | 21/02/2023 | Used water arising from the cleaning of food blending equipment. | Unbar Rothon Limited | 44 - 46 Orsett Road | Grays | Essex |  |  | RM17 5ED | a point prior to discharge to the public foul sewer. | Radford Way, Billericay | TQ6719295148 | TQ6717495147 | [54 empty] | 2000 | mg/l | [54 empty] | 0.1 | l/s | [48 empty] | 10 | pH | 6 | pH | [18 empty] | 1000 | mg/l | [16 empty] | 43 | °C | [8 empty] | 1 | m³/d
SHENFIELD AND HUTTON STW | S01TRUESTAKA | Direction | Live | No | TEDI-0031-2025 | True Staging Ltd | Units F & G, Radford Business Centre | Billericay, Essex |  |  |  | CM12 0BZ | 12/05/2025 | Used water arising from the cleaning of painting equipment following removal of excess paint. | True Staging Ltd | First Floor, 19 Clifftown Road | Southend, Essex |  |  |  | SS1 1AB | the manhole outside of the tool washing area | the end of Radford Crescent | TQ6700195288 | TQ6701695330 | [54 empty] | 5000 | mg/l | [16 empty] | 3 | mg/l | [36 empty] | 0.5 | l/s | [36 empty] | 250 | mg/l | [10 empty] | 10 | pH | 6 | pH | [18 empty] | 1000 | mg/l | [16 empty] | 43 | °C | [8 empty] | 0.1 | m³/d
SHILLINGTON STW | S012040110KA1 | Direction | Live | No | ADT 234 | Henlow Service Station | 50 Bedford Road | Lower Stondon | Henlow |  |  | SG16 6DZ | 01/02/2009 | Wastewaters arising from the external washing of vehicles afterpassage through a suitably sized & maintained 3-stage interceptor | Cornwall Garage (Group) Limited | Milestone | London Road | Wendover | Buckinghamshire |  | HP22 6PN | at a point after the interceptor and prior to discharging to the public foul sewer | Bedford Road, Lower Stondon | TL1648035600 | TL1651035620 | [54 empty] | 2000 | mg/l | [54 empty] | 1 | m³/hr | [36 empty] | 250 | mg/l | [10 empty] | 11 | pH | 6 | pH | [18 empty] | 1000 | mg/l | [8 empty] | 1000 | mg/l | [6 empty] | 45 | °C | [8 empty] | 3 | m³/d
SILVERSTONE STW | S013126204KA1 | Consent | Live | No | TECO-0174-2025 | TWG Cadillac Formula 1 Team Limited | Unit 1134 | Silverstone Park, Dadford Road | Silverstone, Northamptonshire |  |  | NN12 8FU | 28/10/2025 | Used waters arising from the Non-Destructive Testing (NDT) process using a dye penetrant. | TWG Cadillac Formula 1 Team Limited | Unit 1134 Silverstone Park, | Buckingham Road, Silverstone, | Towcester, England |  |  | NN12 8FU | the NDT tank, prior to discharge to the public foul sewer | Silverstone Dadford Road South SP | SP6653341930 | SP6674841754 | [54 empty] | 5000 | mg/l | [54 empty] | 1 | l/s | [48 empty] | 10 | pH | 6 | pH | [18 empty] | 1000 | mg/l | [16 empty] | 43 | °C | [8 empty] | 0.5 | m³/d
SILVERSTONE STW | S013126206KA1 | Consent | Live | No | TECO-0233-2025 | TWG Cadillac Formula 1 Team Limited | Unit 1501 Silverstone Park | Buckingham Road | Silverstone, Northamptonshire |  |  | NN12 8FU | 19/01/2026 | Used waters arising from air compressor condensate. | TWG Cadillac Formula 1 Team Limited | Unit 1134, Silverstone Park | Buckingham Road, Silverstone | Towcester, Northamptonshire |  |  | NN12 8FU | the discharge pipe from the air compressor, prior to discharge to the public foul sewer | Dadford Road, Silverstone, PS SIDASP | SP6681841533 | SP6674841754 | [54 empty] | 2000 | mg/l | [54 empty] | 0.005 | l/s | [48 empty] | 10 | pH | 6 | pH | [18 empty] | 1000 | mg/l | [16 empty] | 43 | °C | [8 empty] | 0.0072 | m³/d
SILVERSTONE STW | S013126205KA1 | Consent | Live | No | TECO-0201-2025 | TWG Cadillac Formula 1 Team Limited | Unit 15 Jordan Technology Park | Buckingham Road | Silverstone, Northamptonshire |  |  | NN12 8TJ | 28/10/2025 | Used waters arising from air compressor condensate. | TWG Cadillac Formula 1 Team Limited | Unit 1134 Silverstone Park, | Buckingham Road, Silverstone, | Towcester, England |  |  | NN12 8FU | the discharge pipe, prior to discharge to the public foul sewer | Silverstone Dadford Road South SP | SP6664042231 | SP6674841754 | [54 empty] | 2000 | mg/l | [54 empty] | 0.02 | l/s | [48 empty] | 10 | pH | 6 | pH | [18 empty] | 1000 | mg/l | [16 empty] | 43 | °C | [8 empty] | 0.03 | m³/d
SKELLINGTHORPE STW | S01NOBLNSCKA1 | TE agreement | Live | No | TEAG-0004-2021 | Noble Foods Limited | Hives Lane | North Scarle | Newark |  |  | LN6 9HA | 10/07/2015 | Waste waters derived from egg tray and bucket washdown. | Noble Foods Limited | Bridgeway House | Icknield Way | Tring | Hertfordshire |  | HP23 4JX | Not available | School Lane | UK9999999999 | UK9999999999 | [24 empty] | 35 | mg/l | [28 empty] | 1500 | mg/l | [54 empty] | 2 | l/s | [48 empty] | 10 | pH | 6 | pH | [18 empty] | 500 | mg/l | [16 empty] | 43 | °C | [8 empty] | 60 | m³/d
SKELLINGTHORPE STW | S01HUGHLAGKA | Direction | Live | No | TEDI-0090-2025 | A Hughes and Son (Skellingthorpe) Limited | Jerusalem Farm | Skellingthorpe | Lincoln |  |  | LN6 4RL | 10/09/2025 | Used water arising from the rendering process, vehicle washing and yard washing, after pre-treatment and lagoon storage. | A Hughes and Son (Skellingthorpe) Limited | Windsor House | A1 Business Park | Long Bennington | Nottinghamshire |  | NG23 5JR | the manhole chamber after the flume located in a copse adjacent to the site entrance | MH6001, Jerusalem Road, Skellingthorpe | SK9166771056 | SK9169071050 | [24 empty] | 100 | mg/l | [28 empty] | 750 | mg/l | [54 empty] | 2.5 | l/s | [48 empty] | 10 | pH | 6 | pH | [8 empty] | 50 | mg/l | [8 empty] | 400 | mg/l | [8 empty] | 1000 | mg/l | 1 | mg/l |  |  |  |  | 45 | °C | [8 empty] | 75 | m³/d
SLEAFORD STW | S01SLEBBASKA1 | Consent | Live | No | ACZ 372 | Buildbase - Sleaford | East Road | Sleaford | Lincs |  |  | NG34 7EQ | 05/10/2015 | Used water after passage via an interceptor, arising from the external washing of vehicles and plant machinery. | Grafton Merchanting GB Limited | PO Box 1586, Gemini One | John Smith Drive | Oxford Business Park South | Oxford |  | OX4 9JF | at a point after the interceptor, prior to discharge to the public foul sewer | at manhole 7205, inbetween East Road & River Slea | TF0766046294 | TF0771646289 | [54 empty] | 2500 | mg/l | [54 empty] | 1 | l/s | [48 empty] | 11 | pH | 6 | pH | [18 empty] | 1000 | mg/l | [16 empty] | 45 | °C | [8 empty] | 2 | m³/d
SLEAFORD STW | S01SLECOOPKA1 | Consent | Live | No | ACZ 666 | Lincolnshire Co-Operative Funeral Home | Duke Street | Sleaford | Lincolnshire |  |  | NG34 7DX | 07/03/2017 | Used water after settlement from the external cleaning of vehicles. | Lincolnshire Co-Operative Limited | Stanley Bett House | 15-23 Tentercroft Street | Lincoln |  |  | LN6 7DB | at a point after the settlement sump | at Manhole 0004, Duke Street, Sleaford | TF0700546050 | TF0703646044 | [54 empty] | 2500 | mg/l | [54 empty] | 1 | l/s | [48 empty] | 11 | pH | 6 | pH | [18 empty] | 1000 | mg/l | [16 empty] | 45 | °C | [8 empty] | 1 | m³/d
SLEAFORD STW | S01SORWINDKA | Consent | Live | No | ACV 47 | Windsor Materials Handling | Plot 30 A | Sleaford Enterprise Park | Off Pride Park Way | Sleaford | Lincolnshire | NE34 8GL | 01/06/2010 | Wastewater arising from the washing of hired equipment, after passage through an interceptor. | Windsor Engineering (Hull) Limited | Citadel Trading Park | Citadel Way | Hull | North Humberside |  | HU9 1TQ | at a point prior to discharging to the public foul sewer | at Pride Parkway, Sleaford | TF0760046990 | TF0760046990 | [54 empty] | 2000 | mg/l | [54 empty] | 0.2 | l/s | [36 empty] | 250 | mg/l | [10 empty] | 11 | pH | 6 | pH | [18 empty] | 1000 | mg/l | [8 empty] | 1000 | mg/l | [6 empty] | 45 | °C | [8 empty] | 0.6 | m³/d
SLEAFORD STW | S01HOLDINGKA | Direction | Live | No | ADW 162 | Holdingham Service Station | Junction A17/A15 | Holdingham Roundabout | Sleaford | Lincolnshire |  | NG34 8NP | 01/01/2012 | Wastewaters arising from the external washing of cars only. | Rontec Watford Limited | 13 - 14 Esplanade | St Helier | Jersey |  |  | JE1 1BD | at the manhole in the grass verge close to the carwash prior to discharging to the public foul sewer | Holdingham Lane, Sleaford | TF0580047300 | TF0580047300 | [54 empty] | 2500 | mg/l | [54 empty] | 2 | m³/hr | [36 empty] | 250 | mg/l | [10 empty] | 11 | pH | 6 | pH | [18 empty] | 1000 | mg/l | [8 empty] | 1000 | mg/l | [6 empty] | 45 | °C | [8 empty] | 15 | m³/d
SLEAFORD STW | S01SLEAFLPKA | Direction | Live | No | ADZ 753 | Sleaford Leisure Centre | Boston Road | Sleaford |  |  |  | NG34 7HH | 01/10/2016 | Used water arising from swimming pool filter backwash operations, and from the periodic emptying of the pool contents. | North Kesteven District Council | Kesteven Street | Sleaford | Lincolnshire |  |  | NG34 7EF | at backwash facility in plant area, prior to discharge to the public foul sewer | at East Bank, Sleaford | TF0720045700 | TF0840047200 | [54 empty] | 1000 | mg/l | [10 empty] | 5 | mg/l | [42 empty] | 1.6 | l/s | [48 empty] | 10 | pH | 6 | pH | [18 empty] | 1000 | mg/l | [16 empty] | 45 | °C | [8 empty] | 40 | m³/d
SLEAFORD STW | S01THOMPSNKA | Direction | Live | No | ADY 210 | Sleaford Hand Car Wash | 99 East Road | Sleaford | Lincolnshire |  |  | NG34 7EH | 01/12/2013 | Used water from the external washing of vehicles only. | Artan Bajrami - T/A Sleaford Hand Car Wash | 33 Tennyson Avenue | Sleaford | Lincolnshire |  |  | NG34 7AG | at the manhole to the right hand side of wash pad, prior to discharge to the public foul sewer | at East Street, Sleaford | TF0757046340 | TF0757046340 | [54 empty] | 2500 | mg/l | [54 empty] | 1 | l/s | [36 empty] | 250 | mg/l | [10 empty] | 11 | pH | 6 | pH | [18 empty] | 1000 | mg/l | [8 empty] | 1000 | mg/l | [6 empty] | 45 | °C | [8 empty] | 3 | m³/d
SLEAFORD STW | S01BINBUSTKA | Direction | Live | No | ADS 201 | Binbusters | 14 St Giles Avenue | Sleaford | Lincolnshire |  |  | NG34 7HN | 01/06/2008 | Wastewaters generated during the washing of wheelie bins | Mr Gary Towlson | T/A Binbusters | 14 St Giles Avenue | Sleaford, Lincs |  |  | NG34 7HN | at the manhole in the driveway prior to discharging to the public foul sewer | St Giles Avenue, Sleaford | TF0702045080 | TF0702045080 | [54 empty] | 2000 | mg/l | [54 empty] | 0.5 | l/s | [36 empty] | 250 | mg/l | [10 empty] | 10 | pH | 6 | pH | [18 empty] | 1000 | mg/l | [8 empty] | 1000 | mg/l | [6 empty] | 45 | °C | [8 empty] | 1 | m³/d
SLEAFORD STW | S01COACHESKA | Direction | Live | No | ADZ 916 | Sleafordian Coaches | Pride Parkway | Enterprise Park, Sleaford |  |  |  | NG34 8GL | 07/02/2017 | Used water from the washing of coach fleet including for pre-MOT inspection, having passed through an interceptor. | Sleaford Taxi Company Limited | Pride Parkway | Enterprise Park | Sleaford | Lincolnshire |  | NG34 8GL | at a point after the interceptor | at a point prior to MH8101, Pride Parkway, Sleaford | TF0778547084 | TF0781747138 | [54 empty] | 2500 | mg/l | [54 empty] | 1 | l/s | [48 empty] | 11 | pH | 6 | pH | [18 empty] | 1000 | mg/l | [16 empty] | 45 | °C | [8 empty] | 2 | m³/d
SLEAFORD STW | S01197 KA | Direction | Live | No | ADU 210 | Northgate Launderette | Northgate | Sleaford | Lincolnshire |  |  | NG34 9PJ | 01/10/2009 | Wastewater from a launderette only. | Mr Philip Shelbourn - T/A Northgate Launderette | 54 Main Street | Ewerby | Sleaford | Lincolnshire |  | NG34 9PJ | at drain in rear yard of premises | at Northgate, Sleaford | TF0670045900 | TF0670045900 | [54 empty] | 2000 | mg/l | [54 empty] | 1 | m³/hr | [36 empty] | 100 | mg/l | [10 empty] | 11 | pH | 6 | pH | [18 empty] | 500 | mg/l | [8 empty] | 1000 | mg/l | [6 empty] | 45 | °C | [8 empty] | 4 | m³/d
SLEAFORD STW | S01413 KA | Direction | Live | No | ADT 31 | Johnson Cleaners UK Limited | 47 Boston Road | Sleaford | Lincolnshire |  |  | NG34 7HD | 01/07/2008 | Wastewaters from boiler blowdown processes | Johnson Cleaners UK Limited | Lydia House | Puma Court | Kings Drive, Kings Business Park | Prescot | Merseyside | L34 1PJ | at a point in the boiler room prior to discharging to the public foul sewer | Boston Road, Sleaford | TF0710045700 | TF0710045700 | [54 empty] | 3000 | mg/l | [54 empty] | 1 | m³/hr | [36 empty] | 250 | mg/l | [10 empty] | 11 | pH | 6 | pH | [18 empty] | 500 | mg/l | [8 empty] | 1000 | mg/l | [6 empty] | 45 | °C | [8 empty] | 1 | m³/d
SLEAFORD STW | S01RMSLEVWKA | Consent | Live | No | ACU 71 | Royal Mail - Sleaford Delivery Office | Station Road | Sleaford | Lincolnshire |  |  | NG34 7AA | 22/07/2009 | Wastewater from the external jet washing of vehicles only. | Royal Mail Group Limited | 100 Victoria Embankment | London | EC4Y 0HQ |  |  |  | at the manhole in the yard | at Station Road, Sleaford | TF0680045500 | TF0680045500 | [54 empty] | 2000 | mg/l | [54 empty] | 0.25 | l/s | [36 empty] | 250 | mg/l | [10 empty] | 11 | pH | 6 | pH | [18 empty] | 1000 | mg/l | [8 empty] | 1000 | mg/l | [6 empty] | 45 | °C | [8 empty] | 0.3 | m³/d
SLEAFORD STW | S01SLEXLINKA1 | Direction | Live | No | TEDI-0046-2019 | D Hatcher and Sons Limited | Hadley Road | Woodbridge Road Industrial Estate | Sleaford | Lincolnshire |  | NG34 7EG | 15/06/2019 | Used water, having passed through an interceptor, from the washing of vehicles and plant used for construction. | D Hatcher and Sons Limited | Northgate House | Northgate | Sleaford | Lincolnshire |  | NG34 7BZ | an interceptor prior to discharge to public foul sewer | Manhole 3601, Hadley Road, Sleaford | TF0733146656 | TF0738946640 | [54 empty] | 2500 | mg/l | [54 empty] | 1 | l/s | [48 empty] | 11 | pH | 6 | pH | [18 empty] | 1000 | mg/l | [16 empty] | 45 | °C | [8 empty] | 1 | m³/d
SLEAFORD STW | S01SLEECO2KA1 | Direction | Live | No | TEDI-0085-2020 | GREP1 Limited | Sleaford Renewable Energy Plant | Boston Road | Sleaford | Lincolnshire |  | NG34 9GH | 07/09/2020 | Used waters arising from the following processes having passed through pH neutralisation unit and settlement :-(i) boiler blowdown, (ii) boiler emptying, (iii) compressed air condensate, (iv) backwash from demineralisation plant, (v) process building washdown, and also used waters generated during planned maintenance programmes only after receiving prior permission from Anglian Water. | GREP1 Limited | 4th Floor | The Peak | 5 Wilton Road | London |  | SW1V 1AN | a point before entering the combined private pumping station | Manhole 8705, Milton Way, Sleaford | TF0863045930 | TF0782045930 | [54 empty] | 2000 | mg/l | [54 empty] | 2 | l/s | [48 empty] | 12.5 | pH | 6 | pH | [18 empty] | 500 | mg/l | [16 empty] | 45 | °C | [8 empty] | 172 | m³/d
SLEAFORD STW | S01SLEJEWSKA1 | Consent | Live | No | TECO-0164-2021 | Jewson | East Road | Sleaford | Lincolnshire |  |  | NG34 7EQ | 02/09/2021 | Used waters, after passage through a silt pit, arising from the jet washing of hire equipment, plant and machinery. | Saint Gobain Building Distribution Limited | East Leake | Loughborough | Leicestershire |  |  | LE12 6JU | point after the wash bay prior to the effluent entering the public foul sewer | Oak Park, East Road, Sleaford | TF0783746525 | TF0787546512 | [54 empty] | 2500 | mg/l | [54 empty] | 0.02 | l/s | [48 empty] | 11 | pH | 6 | pH | [18 empty] | 1000 | mg/l | [16 empty] | 43 | °C | [8 empty] | 1 | m³/d
SLEAFORD STW | S01SLEATHOKA1 | Consent | Live | No | TECO-0166-2021 | Thorncliffs Limited | Plot 2 | Sleaford Enterprise Park | Pride Parkway | Sleaford | Lincolnshire | NG34 8GL | 06/09/2021 | Used waters, after passage through an interceptor, arising from the washing of hire agricultural machinery. | Thorncliffs Limited | c/o Melbourne Holdings Limited | Station Road | Heckington | Sleaford |  | NG34 9NF | the outlet of the interceptor prior to the discharge entering the public foul sewer | Pride Parkway, Sleaford | TF0765847027 | TF0770047099 | [54 empty] | 2500 | mg/l | [54 empty] | 0.4 | l/s | [48 empty] | 11 | pH | 6 | pH | [18 empty] | 1000 | mg/l | [16 empty] | 43 | °C | [8 empty] | 2 | m³/d
SLEAFORD STW | S01SLEKREMKA2 | Direction | Live | No | TEDI-0223-2022 | Kremer Signs | Units 9-13 Hadley Road | Sleaford | Lincolnshire |  |  | NG34 7EG | 05/12/2022 | Used water from a stencil spray booth, having passed through a filter. | Corrus Limited | Unit B1-B3 Argents Mere | Cyril Vokins Road | Hambridge Lane | Newbury | Berkshire | RG14 5XB | a point after the filter, prior to discharging into the public foul sewer | a point prior to manhole 5601, Hadley Road, Sleaford | TF0745946719 | TF0752346672 | [54 empty] | 7000 | mg/l | [54 empty] | 1 | l/s | [48 empty] | 10 | pH | 6 | pH | [18 empty] | 1000 | mg/l | [16 empty] | 43 | °C | [8 empty] | 2 | m³/d
SLEAFORD STW | S01WILLSLEKA1 | Consent | Live | No | TECO-0297-2024 | Willmott Dixon | Lincoln Secure Childrens Home | Bonemill Lane | Sleaford |  |  | NG34 8SR | 15/01/2025 | Surface water pumped out from construction site, after passage through a siltbuster or silt sock. | Willmott Dixon Construction Ltd | Suite 201, The Spirella Building | Bridge Road | Letchworth Garden City |  |  | SG6 4ET | the manhole after the silbuster process, prior to discharge to the public foul sewer | Bone Mill Lane, Sleaford, MH 0904 | TF0825746948 | TF0808546954 | [54 empty] | 2500 | mg/l | [54 empty] | 1 | l/s | [48 empty] | 10 | pH | 6 | pH | [18 empty] | 1000 | mg/l | [16 empty] | 43 | °C | [8 empty] | 18 | m³/d
SLEAFORD STW | S01SLESWTSKA1 | Direction | Live | No | TEDI-0145-2025 | Sleaford Waste Transfer Station | Pride Parkway | Enterprise Park | Sleaford | Lincolnshire |  | NG34 8GL | 10/11/2025 | Used water, having passed through an interceptor, from road gully sweepers and contaminated surface water from loading bays. | Lincolnshire County Council | 36 Lancaster House | Orchard Street | Lincoln |  |  | LN1 1XX | a point after the interceptor and prior to discharge to the public foul sewer. | manhole 2801 at the rear of the waste transfer station. | TF0728346872 | TF0728346872 | [24 empty] | 90 | mg/l | [28 empty] | 2500 | mg/l |  |  |  |  | 3000 | mg/l | [48 empty] | 1 | l/s | [36 empty] | 250 | mg/l | [10 empty] | 10 | pH | 6 | pH | [18 empty] | 1000 | mg/l | [8 empty] | 1000 | mg/l | [6 empty] | 43 | °C | [8 empty] | 10 | m³/d
SOHAM STW | S01SOHL KA | Direction | Live | No | ADP 141 | Launderette | 32 High Street | Soham | Cambridgeshire |  |  | CB7 5HE | 01/02/2005 | Wastewater from the Laundering process | Soham Launderettes Limited | 11 Lynn Road | Ely | Cambridgeshire |  |  | CB7 4EG | Not specified | High Street, Soham | TL5943073070 | TL5943073070 | [54 empty] | 1500 | mg/l | [54 empty] | 2 | m³/hr | [36 empty] | 100 | mg/l | [10 empty] | 11 | pH | 6 | pH | [18 empty] | 500 | mg/l | [8 empty] | 1000 | mg/l | [6 empty] | 45 | °C | [8 empty] | 7 | m³/d
SOHAM STW | S01SOHSTAPKA | Direction | Live | No | ADU 503 | Pet Doctors | 48 Fordham Road | Soham | Cambridgeshire |  |  | CB7 5AW | 01/04/2010 | Wastewater from a veterinary practice comprising general washwaters, rinse waters from laboratory work and trace residues of photographic fixer and developer associated with x-ray processing. | Pet Doctors Limited | Pet Doctors House | Drayton Lane | Merston | Chichester | West Sussex | PO20 1EL | at the external inspection chamber | at Fordham Road, Soham | TL6010072400 | TL6011072400 | [54 empty] | 3000 | mg/l | [54 empty] | 0.7 | m³/hr | [36 empty] | 250 | mg/l | [10 empty] | 10 | pH | 6 | pH | [14 empty] | 0.3 | mg/l |  |  | 500 | mg/l | [8 empty] | 1000 | mg/l | [6 empty] | 45 | °C | [8 empty] | 0.7 | m³/d
SOHAM STW | S01SOHDOWNKA | Direction | Live | No | ADZ 546 | Malthurst Petroleum Ltd (Soham) | Fordham Road | Soham | Ely |  |  | CB7 5AJ | 01/04/2016 | Used waters from an automatic car wash. | Malthurst Petroleum Limited | Vincent House | 4 Grove Lane | Epping | Essex |  | CM16 4LH | at a point prior to discharge to the public foul sewer | at Downfields Estate, Soham. | TL6073071870 | TL6073071870 | [54 empty] | 2500 | mg/l | [54 empty] | 3 | l/s | [48 empty] | 11 | pH | 6 | pH | [18 empty] | 1000 | mg/l | [16 empty] | 45 | °C | [8 empty] | 10 | m³/d
SOHAM STW | S01SOHBPCWKA1 | Consent | Live | No | ACZ 651 | Soham SF Connect | Petrol Filling Station | The Shade Roundabout | The Shade | Soham |  | CB7 5DE | 12/01/2017 | Used water from the external washing of vehicles, after passage through silt pits and a 3-stage interceptor. | BP Oil UK Limited | Chertsey Road | Sunbury On Thames | Middlesex |  |  | TW16 7BP | at a point prior to discharging into the foul sewer | at Soham the Shade TPS., Soham | TL5844574935 | TL5841575063 | [54 empty] | 2500 | mg/l | [54 empty] | 0.3 | l/s | [48 empty] | 11 | pH | 6 | pH | [18 empty] | 1000 | mg/l | [16 empty] | 45 | °C | [8 empty] | 6 | m³/d
SOHAM STW | S01SOHCPSFKA | Direction | Live | No | ADU 483 | Oil Storage Depot | Regal Lane | Soham | Cambridgeshire |  |  | CB7 5BE | 01/04/2010 | Wastewater, after passage via an interceptor, associated with the external washing of vehicles and potentially contaminated surface water run-off. | CPS Fuels Limited | St. Pauls House | Warwick Lane | London |  |  | EC4P 4BN | at the inspection chamber after the interceptor | at Regal Lane | TL6040072400 | TL6050072400 | [54 empty] | 3000 | mg/l | [54 empty] | 1 | m³/hr | [36 empty] | 250 | mg/l | [10 empty] | 10 | pH | 6 | pH | [18 empty] | 1000 | mg/l | [8 empty] | 1000 | mg/l | [6 empty] | 45 | °C | [8 empty] | 2 | m³/d
SOHAM STW | S01SOHBUDGKA | Direction | Live | No | ADW 307 | Vehicle Wash | Budgens Stores | Clay Street | Soham | Cambridgeshire |  | CB7 5HH | 01/06/2012 | Wastewater arising from the external washing of vehicles only. | James Retail Limited | 50 High Street | Soham | Ely | Cambridgeshire |  | CB7 5HE | at the inspection chamber after the vehicle wash area, prior to discharge to the public foul sewer | at Clay Street, Soham | TL5932973028 | TL5932872971 | [54 empty] | 2500 | mg/l | [54 empty] | 0.5 | m³/hr | [36 empty] | 250 | mg/l | [10 empty] | 11 | pH | 6 | pH | [18 empty] | 1000 | mg/l | [8 empty] | 1000 | mg/l | [6 empty] | 45 | °C | [8 empty] | 1 | m³/d
SOHAM STW | S01SOHBINZKA1 | Consent | Live | No | TECO-0021-2018 | Clean-A-Binz | 1 Blackthorn Court | Soham | Cambridgeshire |  |  | CB7 5DT | 22/02/2018 | Screened used water from the cleaning of wheelie bins (by a high pressure wash). | Mr Michael Macer T/A Clean-A-Binz | 1 Blackthorn Court | Soham | Cambridgeshire |  |  | CB7 5DT | the rear of the premises prior to entering the public foul sewer | Blackthorn Court, Soham | TL5891874276 | TL5890974261 | [54 empty] | 2000 | mg/l | [54 empty] | 0.5 | l/s | [48 empty] | 6 | pH | 10 | pH | [18 empty] | 1000 | mg/l | [16 empty] | 45 | °C | [8 empty] | 0.1 | m³/d
SOHAM STW | S01SOHMYBIKA1 | Consent | Live | No | TECO-0051-2019 | Clean My Binz | 12d The Causeway | Soham | Cambridgeshire |  |  | CB7 5BB | 01/05/2019 | Screened used water from the cleaning of wheelie bins (by a high pressure wash). | Lorraine Barrington T/A Clean My Binz | 12d The Causeway | Soham | Cambridgeshire |  |  | CB7 5BB | the foul drain beneath the kitchen window prior to discharging to the foul sewer | The Causeway, Soham | TL5976672820 | TL5972372815 | [54 empty] | 2000 | mg/l | [54 empty] | 1 | l/s | [48 empty] | 10 | pH | 6 | pH | [18 empty] | 1000 | mg/l | [16 empty] | 45 | °C | [8 empty] | 0.39 | m³/d
SOHAM STW | S01SOHPLASKA | Direction | Live | No | TEDI-0240-2021 | Plaspertex Paint Company Limited | Mereside Industrial Estate | Soham | Ely | Cambridgeshire |  | CB7 5DW | 11/01/2022 | Used water arising from (i) the manufacture of paint, (ii) the washing of equipment, and (iii) the external washing of vehicles. | Plaspertex Paint Company Limited | Mereside Industrial Estate | Soham | Ely | Cambridgeshire |  | CB7 5DW | the outlet from the inspection chamber in the wash bay, prior to discharging to the public foul sewer | Soham Mereside PS, Mereside, Soham | TL5877173643 | TL5870773638 | [54 empty] | 2000 | mg/l | [54 empty] | 0.3 | l/s | [48 empty] | 10 | pH | 6 | pH | [18 empty] | 1000 | mg/l | [16 empty] | 43 | °C | [8 empty] | 1 | m³/d
SOHAM STW | S01SOHSAKEKA1 | Direction | Live | No | TEDI-0064-2024 | Dojima Sake Brewery UK & Co | 39 Newmarket Road | Fordham, Ely | Cambs |  |  | CB7 5LL | 16/09/2024 | Used water from sake brewing and packaging including rice washing. | Dojima Sake Brewery UK & Co | 1-4-2 Dojima | Kita-Ku | Osaka | 530-0003 | Japan |  | the interceptor out flow inspection chamber | the manhole 7002, Newmarket Road. Fordham | TL6301369627 | TL6276470087 | [54 empty] | 2500 | mg/l | [54 empty] | 3 | l/s | [48 empty] | 10 | pH | 6 | pH | [18 empty] | 1000 | mg/l | [16 empty] | 43 | °C | [8 empty] | 2 | m³/d
SOHAM STW | S01SOHHUDLKA | Direction | Live | No | TEDI-0132-2025 | Hudson Laundry Services Limited | Unit 2, 61 Mill Corner | Soham, Ely, Cambridgeshire |  |  |  | CB7 5HT | 17/11/2025 | Used water from a commercial laundry. | Hudson Laundry Services Limited | George Court, Bartholomews Walk | Ely, Cambridgeshire |  |  |  | CB7 4JW | the chamber at the right front corner of the building, prior to discharging to the public foul sewer | Mill Corner, Soham | TL5882973163 | TL5883073150 | [54 empty] | 4000 | mg/l | [54 empty] | 0.83 | l/s | [48 empty] | 10 | pH | 6 | pH | [18 empty] | 1000 | mg/l | [16 empty] | 43 | °C | [8 empty] | 20 | m³/d
SOMERSHAM STW (CAMBS) | S01BLUNTISKA | Direction | Live | No | ADU 616 | Bluntisham Service Station | Station Road | Bluntisham | Cambridgeshire |  |  | PE17 3PA | 01/06/2010 | Wastewaters arising from the external washing of vehicles only | S W Highland Limited | Higgison House | 381 - 383 City Road | London |  |  | EC1V 1NA | at a point prior to discharging to the public foul sewer | at Station Road, Bluntisham | TL3650074260 | TL3661074240 | [54 empty] | 2000 | mg/l | [54 empty] | 2 | m³/hr | [36 empty] | 250 | mg/l | [10 empty] | 11 | pH | 6 | pH | [18 empty] | 1000 | mg/l | [8 empty] | 1000 | mg/l | [6 empty] | 45 | °C | [8 empty] | 10 | m³/d
SOMERSHAM STW (CAMBS) | S01KLMENGIKA | Direction | Live | No | TEDI-0078-2025 | KLM Engineering Limited | Earith Business Park, Meadow Drove | Earith, Cambridgeshire |  |  |  | PE28 3QF | 06/08/2025 | Used water arising from the dewatering of ground water only from within the factory area. | KLM Engineering Limited | Earith Business Park, Meadow Drove | Earith, Cambridgeshire |  |  |  | PE28 3QF | the sump in the iron phosphating area | Meadow Drove, Earith | TL3940675682 | TL3909275522 | [54 empty] | 1000 | mg/l | [54 empty] | 0.5 | l/s | [48 empty] | 10 | pH | 6 | pH | [18 empty] | 500 | mg/l | [16 empty] | 43 | °C | [8 empty] | 1 | m³/d
SOUTH HYKEHAM STW | S01SHYSOPEKA1 | Consent | Live | No | ACZ 316 | Soper of Lincoln Limited | Roman Way | South Hykeham | Lincoln |  |  | LN6 9UH | 24/06/2015 | Used waters arising from the washing of vehicles, having passed through an interceptor. | Soper of Lincoln Limited | 88-89 College Road | Harrow | Middlesex |  |  | HA1 1RA | at a point after the interceptor | at manhole 4202, Dankerwood Road, South Hykeham | SK9242265347 | SK9244365298 | [54 empty] | 2500 | mg/l | [54 empty] | 1 | l/s | [48 empty] | 11 | pH | 6 | pH | [18 empty] | 1000 | mg/l | [16 empty] | 45 | °C | [8 empty] | 5 | m³/d
SOUTH HYKEHAM STW | S01SHYNGVHKA1 | Consent | Live | No | ACX 56 | Northgate Vehicle Hire | Mayden House | Black Horse Lane | Gateway Park | Lincoln, Lincolnshire |  | LN6 9UJ | 08/08/2012 | Wastewaters arising from the external washing of vehicles, after passage through a 3-stage interceptor | Northgate Vehicle Hire (East Midlands) Limited | Norflex House | Allington Way | Yarm Road Business Park | Darlington | County Durham | DL1 4DY | at a point after discharging from the interceptor and before entry into the public foul sewer. | at Black Horse Drive, Lincoln | SK9233065400 | SK9235065350 | [54 empty] | 2500 | mg/l | [54 empty] | 1 | l/s | [36 empty] | 250 | mg/l | [10 empty] | 11 | pH | 6 | pH | [18 empty] | 1000 | mg/l | [8 empty] | 1000 | mg/l | [6 empty] | 45 | °C | [8 empty] | 10 | m³/d
SOUTH HYKEHAM STW | S01SHYCHARKA1 | Direction | Live | No | ADZ 377 | Soper Select | Gateway Park | Blackhorse Lane | South Hykeham |  |  | LN6 9UJ | 01/09/2015 | Used waters, having passed through an interceptor, arising from the washing of vehicles. | Soper of Lincoln Limited | 3rd Floor | 88-89 College Road | Harrow | Middlesex |  | HA1 1RA | at a point after the interceptor | at Blackhorse Lane, South Hykeham | SK9238065424 | SK9240365393 | [54 empty] | 2500 | mg/l | [54 empty] | 1 | l/s | [48 empty] | 11 | pH | 6 | pH | [18 empty] | 1000 | mg/l | [16 empty] | 45 | °C | [8 empty] | 1 | m³/d
SOUTH HYKEHAM STW | S01SHYRAMPKA1 | Consent | Live | No | TECO-0078-2019 | AMS Hand Car Wash | Ramper Service Station | Rear of 610 Newark Road | Boundary Lane | South Hykeham | Lincolnshire | LN6 9NP | 28/06/2019 | Used water, after passage via an interceptor, from the external washing of vehicles only. | AKV Services Limited T/A AMS Hand Car Wash | 797 Harrow Road | Wembley | Middlesex |  |  | HA0 2LP | a point after the interceptor | Manhole 5400, Boundary Lane | SK9247365478 | SK9249265426 | [54 empty] | 2500 | mg/l | [54 empty] | 1 | l/s | [48 empty] | 11 | pH | 6 | pH | [18 empty] | 1000 | mg/l | [16 empty] | 45 | °C | [8 empty] | 2 | m³/d
SOUTH KILLINGHOLME STW | S01ACT71 KA | Direction | Live | No | ADZ 1076 | Service Machinery & Trucks Ltd | Immingham Depot | Lancaster Approach | North East Lincolnshire |  |  | DN40 3JY | 17/01/2018 | Used waters arising from the external washing of vehicles and plant hire machinery. | Service Machinery & Trucks Ltd | Moorfield Road | Duxford | Cambrdgeshire |  |  | CB22 4QX | at the manhole after interceptor | at Lancaster Approach, North Killingholme | TA1356017360 | TA1363017290 | [54 empty] | 2500 | mg/l | [54 empty] | 1 | l/s | [48 empty] | 11 | pH | 6 | pH | [18 empty] | 1000 | mg/l | [16 empty] | 45 | °C | [8 empty] | 6 | m³/d
SOUTH KILLINGHOLME STW | S01ACT190 KA | Consent | Live | No | ACT 190 | DSV Road Limited | Eastfield Road | South Killingholme | North Lincs |  |  | DN40 3DR | 09/04/2009 | Wastewater from re-cycling of external truck vehicle wash | DSV Road Limited | Scandinavia House Refinary Road | Parkeston | Harwich Essex |  |  | CO12 4QG | Manhole after Interceptors | Eastfield Road, South Killingholme | TA1535016880 | TA1554016630 | [54 empty] | 2000 | mg/l | [54 empty] | 0.1 | l/s | [36 empty] | 250 | mg/l | [10 empty] | 10 | pH | 6 | pH | [18 empty] | 1000 | mg/l | [8 empty] | 1000 | mg/l | [6 empty] | 45 | °C | [8 empty] | 12 | m³/d
SOUTH KILLINGHOLME STW | S01ACW81SPKA | Consent | Live | No | ACW 81 | SPR Trailer Services Limited | Unit 3, Eastfield Road | South Killingholme | North Lincolnshire |  |  | DN40 3DQ | 27/09/2011 | Treated wastewaters arising from the steam cleaning and valeting of vehicles | SPR Trailer Services Limited | 5 Walton Avenue | Felixstowe | Suffolk |  |  | IP11 3HH | at the discharge chamber after the interceptor and prior to discharging to the public foul sewer | at Eastfield Road, South Killingholme | TA1569015890 | TA1581015960 | [54 empty] | 2500 | mg/l | [54 empty] | 0.7 | m³/hr | [36 empty] | 250 | mg/l | [10 empty] | 11 | pH | 6 | pH | [18 empty] | 1000 | mg/l | [8 empty] | 1000 | mg/l | [6 empty] | 45 | °C | [8 empty] | 1.4 | m³/d
SOUTH KILLINGHOLME STW | S01ACS18 KA | Direction | Live | No | ADZ 441 | Hargreaves Industrial Services Limited | Lancaster Approach | North Killingholme | North Lincolnshire |  |  | DN40 3JZ | 01/12/2015 | Used water from the external washing of lorries. | Hargreaves Industrial Services Limited | Hargreaves Services PLC | West Terrace | ESH Winning | Durham |  | DH7 9PT | at the first manhole after the interceptor | at Lancaster Approach | TA1381017120 | TA1381017120 | [54 empty] | 2500 | mg/l | [54 empty] | 0.2 | l/s | [48 empty] | 11 | pH | 6 | pH | [18 empty] | 500 | mg/l | [8 empty] | 1000 | mg/l | [6 empty] | 45 | °C | [8 empty] | 1.1 | m³/d
SOUTH KILLINGHOLME STW | S01384 KA | Direction | Live | No | ADT 301 | A B C (Grimsby) Limited | Lancaster Approach | North Killingholme | Immingham | South Humberside |  | DN40 3JZ | 01/02/2009 | Wastewaters arising from the external washing of vehicles after passage through an interceptor | A B C (Grimsby) Limited | Lancaster Approach | North Killingholme | Immingham | South Humberside |  | DN40 3JZ | after the interceptor and prior to discharging to the public foul sewer | Lancaster Approach, Sth. Killingholme | TA1374017360 | TA1370017320 | [54 empty] | 2000 | mg/l | [54 empty] | 1 | m³/hr | [36 empty] | 250 | mg/l | [10 empty] | 11 | pH | 6 | pH | [18 empty] | 1000 | mg/l | [8 empty] | 1000 | mg/l | [6 empty] | 45 | °C | [8 empty] | 5 | m³/d
SOUTH KILLINGHOLME STW | S01ACN59ECKA | Direction | Live | No | ADX 21 | Eric Carnaby & Son | Holton Farm | Town Street | South Killingholme | Immingham, N Lincolnshire |  | DN40 3DA | 01/08/2012 | Wastewaters from the washing of plant hire vehicles and machinery. | Eric Roland Carnaby & Angela Carnaby | Eric Carnaby & Son | Holton Farm, Town Street | South Killingholme | Immingham, N Lincolnshire |  | DN40 3DA | at the manhole on exit point after interceptors | at Town Street, South Killingholme | TA1566015810 | TA1544015860 | [54 empty] | 2500 | mg/l | [54 empty] | 2 | m³/hr | [36 empty] | 250 | mg/l | [10 empty] | 11 | pH | 6 | pH | [18 empty] | 1000 | mg/l | [8 empty] | 1000 | mg/l | [6 empty] | 45 | °C | [8 empty] | 2 | m³/d
SOUTH KILLINGHOLME STW | S01ACX60HEKA | Direction | Live | No | ADZ 1038 | Ashtead Plant Hire Company Limited | Lancaster Approach, | North Killingholme | Immingham |  |  | DN40 3JY | 03/11/2017 | Used waters arising from the external washing of vehicles and plant hire machinery. | Ashtead Plant Hire Company Limited | 100 Cheapside | London |  |  |  | EC2V 6DT | at the last manhole on vehicle/plant wash after the interceptors | at Lancaster Approach, North Killingholme | TA1382017430 | TA1385017380 | [54 empty] | 2500 | mg/l | [54 empty] | 1 | l/s | [48 empty] | 11 | pH | 6 | pH | [18 empty] | 1000 | mg/l | [16 empty] | 45 | °C | [8 empty] | 3 | m³/d
SOUTH KILLINGHOLME STW | S01WCFCSKIKA1 | Direction | Live | No | TEDI-0188-2019 | WCF Chandlers | Lancaster Approach | North Killingholme | North Lincolnshire |  |  | DN40 3JZ | 12/12/2019 | Used water, after passage via an interceptor from the east bay and via a silt trap from the west bay, from the external washing of vehicles only. | WCF Limited T/A WCF Chandlers | Crawhall | Brampton | Cumbria |  |  | CA8 1TN | a point downstream of the oil interceptor and silt trap | Lancaster Approach | TA1393717477 | TA1388717381 | [54 empty] | 2500 | mg/l | [54 empty] | 1 | l/s | [48 empty] | 11 | pH | 6 | pH | [18 empty] | 1000 | mg/l | [16 empty] | 45 | °C | [8 empty] | 1 | m³/d
SOUTHEND STW | S01LSACARWKA | Consent | Live | No | ACZ 62 | London Southend Airport Ltd | Viscount House | Southend Airport | Southend -on-Sea | Essex |  | SS2 6YF | 01/07/2014 | Used waters arising from the external washing of vehicles | London Southend Airport Company Limited | 22 Soho Square | London |  |  |  | W1D 4NS | at outfall of interceptor, prior to discharging to the public foul sewer | at Wells Avenue | TQ8715088904 | TQ8714288813 | [54 empty] | 2500 | mg/l | [54 empty] | 1 | l/s | [36 empty] | 250 | mg/l | [10 empty] | 11 | pH | 6 | pH | [18 empty] | 1000 | mg/l | [8 empty] | 1000 | mg/l | [6 empty] | 45 | °C | [8 empty] | 0.5 | m³/d
SOUTHEND STW | S01SOUTSORKA | Consent | Live | No | ACV 111 | Royal Mail - Southend -on -Sea MLO (1586) | Short Street | Southend - on - Sea | Essex |  |  | SS1 1AA | 19/07/2010 | Wastewater arising from the external washing of vehicles, after passage through an interceptor. | Royal Mail Group Limited | 100 Victoria Embankment | London |  |  |  | EC4Y 0HG | at the manhole after the interceptor, prior to discharging into the public foul sewer | at Short Street, Southend - on - Sea | TQ8820086280 | TQ8820086280 | [54 empty] | 2000 | mg/l | [54 empty] | 2 | m³/hr | [36 empty] | 250 | mg/l | [10 empty] | 11 | pH | 6 | pH | [18 empty] | 1000 | mg/l | [8 empty] | 1000 | mg/l | [6 empty] | 45 | °C | [8 empty] | 2.5 | m³/d
SOUTHEND STW | S01KARCHERKA | Consent | Live | No | ACV 08 | Asda Superstore - Vehicle Wash | North Shoebury Road | Southend - on - Sea | Essex |  |  | SS3 8DA | 15/04/2010 | Wastewater arising from Jet washing operations, after passage through an interceptor. | Karcher (UK) Limited | Karcher House | Beaumont Road | Banbury | Oxfordshire |  | OX16 1TB | at a point after the interceptor prior to discharging into the public foul sewer | at North Shoebury Road, Southend-on-Sea | TQ9300085870 | TQ9286085910 | [54 empty] | 2000 | mg/l | [54 empty] | 0.15 | l/s | [36 empty] | 250 | mg/l | [10 empty] | 11 | pH | 6 | pH | [18 empty] | 1000 | mg/l | [8 empty] | 1000 | mg/l | [6 empty] | 45 | °C | [8 empty] | 12 | m³/d
SOUTHEND STW | S01LIMEASTKA | Direction | Live | No | ADW 385 | Belfairs Washeteria | 275 Eastwood Road North | Leigh on Sea | Essex |  |  | SS9 4NG | 01/07/2012 | Wastewater arising from the laundering of domestic items only. | Mrs Linda Childs | 275 Eastwood Road North | Leigh on Sea | Essex |  |  | SS9 4NG | at a point prior to discharging to the public foul sewer. | at Eastwood Road North, Leigh on Sea | TQ8377087480 | TQ8380087850 | [54 empty] | 2000 | mg/l | [54 empty] | 2 | m³/hr | [36 empty] | 100 | mg/l | [10 empty] | 11 | pH | 6 | pH | [18 empty] | 1000 | mg/l | [8 empty] | 1000 | mg/l | [6 empty] | 45 | °C | [8 empty] | 6 | m³/d
SOUTHEND STW | S01WELCHLOKA | Direction | Live | No | ADX 26 | Westcliff Launderette | 372 London Road | Westcliff on Sea | Essex |  |  | SS0 7HZ | 01/08/2012 | Wastewater from the laundering of domestic items only. | Mrs Kelly Smith T/A Westcliff Launderette | 372 London Road | Westcliffe on Sea | Essex |  |  | SS0 7HZ | at a point of discharging, before entry to the public foul sewer | at Ceylon Road, Southend | TQ8702086020 | TQ8702086020 | [54 empty] | 2000 | mg/l | [54 empty] | 1 | m³/hr | [36 empty] | 100 | mg/l | [10 empty] | 11 | pH | 6 | pH | [18 empty] | 1000 | mg/l | [8 empty] | 1000 | mg/l | [6 empty] | 45 | °C | [8 empty] | 6 | m³/d
SOUTHEND STW | S01FOTSSHOKA1 | Consent | Live | No | ACZ 511 | Fruits of the Sea Ltd | 11 Towerfield Road | Southend-on-Sea | Essex |  |  | SS3 9QE | 29/06/2016 | Used waters from the processing and cooking of shellfish and associated hygiene wash-down. | Fruits of the Sea | 1 Royal Terrace | Southend-on-Sea | Essex |  |  | SS1 1EA | at a point prior to connection with domestic effluent, following solids screening. | at Towerfield Road, Pumping Station | TQ9323885129 | TQ9319585053 | [54 empty] | 4000 | mg/l | [54 empty] | 0.5 | l/s | [36 empty] | 250 | mg/l | [10 empty] | 10 | pH | 6 | pH | [18 empty] | 1000 | mg/l | [8 empty] | 1000 | mg/l | [6 empty] | 45 | °C | [8 empty] | 5 | m³/d
SOUTHEND STW | S01RENTACAKA2 | Consent | Live | No | ACW 149 | Enterprise Rent-a-Car UK Limited | 200 Queensway | Southend-on-Sea | Essex |  |  | SS1 2LU | 15/02/2012 | Wastewater from the external washing of vehicles only. | Enterprise Rent-a-Car UK limited | Enterprise House | Delta Way | Egham | Surrey |  | TW20 8RX | at the outfall of the interceptor, prior to discharge to the public foul sewer | at manhole no. 5806, Queensway, Southend-on-Sea | TQ8852085800 | TQ8846885810 | [54 empty] | 2500 | mg/l | [54 empty] | 0.4 | m³/hr | [36 empty] | 250 | mg/l | [10 empty] | 11 | pH | 6 | pH | [18 empty] | 1000 | mg/l | [8 empty] | 1000 | mg/l | [6 empty] | 45 | °C | [8 empty] | 4 | m³/d
SOUTHEND STW | S01HINGUARKA | Consent | Live | No | ACX 61 | Hinguar Primary School | New Garrison Road | Shoeburyness, Essex |  |  |  | SS3 9FE | 13/08/2012 | Wastewater from the filter backwashing process and the periodic drain-down of swimming pool contents. | Hinguar Primary School and Nursery | New Garrison Road | Shoeburyness, Essex |  |  |  | SS3 9FE | at the manhole on New Barge Pier Road | at the 525mm diameter public sewer in Campfield Road at manhole 3801 | TQ9329084700 | TQ9332084890 | [54 empty] | 1000 | mg/l | [10 empty] | 5 | mg/l | [42 empty] | 3 | l/s | [36 empty] | 250 | mg/l | [10 empty] | 10 | pH | 6 | pH | [18 empty] | 1000 | mg/l | [8 empty] | 1000 | mg/l | [6 empty] | 45 | °C | [8 empty] | 10 | m³/d
SOUTHEND STW | S01ARRIVASKA | Direction | Live | No | ADW 369 | Arriva Southend Ltd | 20 Short Street | Southend-on-Sea | Essex |  |  | SS2 5BY | 01/06/2012 | Wastewater arising from the washing of buses using an automatic re-cycling vehicle wash, and from the occasional steam cleaning of buses. | Arriva Southend Limited | Admiral Way | Doxford International Business Park | Sunderland |  |  | SR3 3XP | at the outfall from the 3rd interceptor in bus wash bay, prior to discharge to the public foul sewer | at the junction of Bircham Road & Redstock Road, Southend on Sea | TQ8823086220 | TQ8823086220 | [54 empty] | 2500 | mg/l | [54 empty] | 2 | m³/hr | [36 empty] | 250 | mg/l | [10 empty] | 11 | pH | 6 | pH | [18 empty] | 1000 | mg/l | [8 empty] | 1000 | mg/l | [6 empty] | 45 | °C | [8 empty] | 20 | m³/d
SOUTHEND STW | S01IMOSOUTKA | Direction | Live | No | ADY 36 | ARC Car Wash | Eastern Avenue | Southend-on-Sea | Essex |  |  | SS2 5QX | 01/08/2013 | Wastewater arising from the external washing of vehicles, after passage through an interceptor. | Anduff Car Wash Limited | 35 - 37 Amersham Hill | High Wycombe | Buckinghamshire |  |  | HP13 6NU | at a point after the interceptor, prior to discharging to the public foul sewer | Eastern Avenue, Southend-on-Sea | TQ8796087410 | TQ8796087410 | [54 empty] | 2500 | mg/l | [54 empty] | 5 | m³/hr | [36 empty] | 250 | mg/l | [10 empty] | 11 | pH | 6 | pH | [18 empty] | 1000 | mg/l | [8 empty] | 1000 | mg/l | [6 empty] | 45 | °C | [8 empty] | 15 | m³/d
SOUTHEND STW | S01LEISTENKA | Direction | Live | No | ADT 208 | Southend Leisure & Tennis Centre | Garon Park | Eastern Avenue | Southend | Essex |  | SS2 4FA | 01/12/2008 | Wastewater produced from back-washing of spa pool filtration system. | Creating Leisure Limited | 1 Park Road | Hampton Wick | Kingston-upon-Thames | Surrey |  | KT1 4AS | at a point prior to discharge into the public foul sewer | at Eastern Avenue, Southend | TQ8976087270 | TQ8976087270 | [54 empty] | 250 | mg/l | [54 empty] | 2 | m³/hr | [36 empty] | 100 | mg/l | [10 empty] | 10 | pH | 6 | pH | [18 empty] | 200 | mg/l | [8 empty] | 1000 | mg/l | [6 empty] | 45 | °C | [8 empty] | 2 | m³/d
SOUTHEND STW | S01TESCSOUKA | Direction | Live | No | ADZ 614 | DIEJ Car Wash Limited | T/A Tesco Hand Car Wash | Tesco Store - Southend Extra | Prince Avenue | Westcliffe-on-Sea |  | SS0 0JP | 01/06/2016 | Used water arising from the external cleaning of vehicles, having passed via a silt trap & two stage interceptor. | DIEJ Car Wash Limited | 48 Manor Road | Stansted | Essex |  |  | CM24 8NL | at the point after the last interceptor, before connection to Anglian Water foul sewer | at Prince Avenue, via private pumping station | TQ8611888131 | TQ8630088006 | [54 empty] | 2500 | mg/l | [54 empty] | 0.5 | l/s | [48 empty] | 11 | pH | 6 | pH | [18 empty] | 1000 | mg/l | [16 empty] | 45 | °C | [8 empty] | 6 | m³/d
SOUTHEND STW | S01OAKWOODKA | Direction | Live | No | ADR 134 | Belgrave Filling Station | 529 Rayleigh Road | Eastwood | Leigh-on-Sea | Essex |  | SS9 5HJ | 01/02/2007 | Wastewater from an automatic car wash and jet wash. | The Occupier | Belgrave Filling Station | 529 Rayleigh Road | Eastwood | Leigh-on-Sea | Essex | SS9 5HJ | at a point prior to discharge into the public foul sewer | at Belgrave Road | TQ8306089220 | TQ8306089220 | [54 empty] | 2000 | mg/l | [54 empty] | 2 | m³/hr | [36 empty] | 250 | mg/l | [10 empty] | 11 | pH | 6 | pH | [18 empty] | 1000 | mg/l | [8 empty] | 1000 | mg/l | [6 empty] | 45 | °C | [8 empty] | 10 | m³/d
SOUTHEND STW | S01RENTACAKA | Direction | Live | No | ADW 332 | Enterprise Rent-A-Car UK Ltd | 39 - 41 Progress Road | Eastwood | Southend-on-Sea | Essex |  | SS9 5LQ | 01/06/2012 | Wastewater from the external jet washing of vehicles only. | Enterprise Rent -A- Car UK Limited | Enterprise House | Delta Way | Egham | Surrey |  | TW20 8RX | at the manhole, after the interceptor, situated in grass verge in front of premises, prior to discharge to the public foul sewer. | at Progress Road, Southend | TQ8333088940 | TQ8332088930 | [54 empty] | 2500 | mg/l | [54 empty] | 1 | m³/hr | [36 empty] | 250 | mg/l | [10 empty] | 11 | pH | 6 | pH | [18 empty] | 1000 | mg/l | [8 empty] | 1000 | mg/l | [6 empty] | 45 | °C | [8 empty] | 5 | m³/d
SOUTHEND STW | S01SKETCCHKA | Direction | Live | No | ADY 41 | Diamond Specialist Cleaning Services | 753 London Road | Chalkwell | Westcliff-on-Sea | Essex |  | SS0 9SU | 01/08/2013 | Boiler blowdown and cooling water from dry cleaning process. | David Shear | Diamond Specialist Cleaning Services | 753 London Road | Chalkwell | Westcliff on Sea | Essex | SS0 9SU | at a point of discharge before entry to the public foul sewer | London Road, Chalkwell, Westcliff-on-Sea | TQ8587086390 | TQ8587086400 | [54 empty] | 2000 | mg/l | [54 empty] | 1 | m³/hr | [36 empty] | 250 | mg/l | [10 empty] | 12.5 | pH | 6 | pH | [18 empty] | 1000 | mg/l | [8 empty] | 1000 | mg/l | [6 empty] | 45 | °C | [8 empty] | 5 | m³/d
SOUTHEND STW | S01LLOYDSSKA | Direction | Live | No | ADZ 754 | David Lloyd Leisure | Snakes Lane, Southend-on-Sea |  |  |  |  | SS2 6XT | 01/10/2016 | Used water from the backwash of of swimming pool filtration system and periodic emptying of pool contents. | David Lloyd Leisure Limited | The Hangar | Mosquito Way | Hatfield Business Park | Hatfield | Hertfordshire | AL10 9AX | at manhole F1 shown on the site drainage plan | at the north of the premises in the car park at the manhole designated 1602. | TQ8497088530 | TQ8497088530 | [54 empty] | 1000 | mg/l | [10 empty] | 5 | mg/l | [42 empty] | 31 | l/s | [48 empty] | 10 | pH | 6 | pH | [18 empty] | 1000 | mg/l | [16 empty] | 45 | °C | [8 empty] | 80 | m³/d
SOUTHEND STW | S01WAITROSKA | Direction | Live | No | ADU 72 | Waitrose Petrol Filling Station | Fossett Way | Eastern Avenue | Southend on Sea | Essex |  | SS2 4DQ | 01/07/2009 | Wastewater from the external washing of vehicles only. | Waitrose Limited | 171 Victoria Street | London |  |  |  | SW15 5NN | at the manhole after passing throught the interceptor prior to discharging to the public foul sewer | at Eastern Avenue, Southend -on-sea | TQ8911087680 | TQ8914087660 | [54 empty] | 2000 | mg/l | [54 empty] | 2.5 | m³/hr | [36 empty] | 250 | mg/l | [10 empty] | 11 | pH | 6 | pH | [18 empty] | 1000 | mg/l | [8 empty] | 1000 | mg/l | [6 empty] | 45 | °C | [8 empty] | 20 | m³/d
SOUTHEND STW | S01HARRISAKA | Direction | Live | No | ADY 14 | Bubbles Launderette | 1180 London Road | Leigh on Sea | Essex |  |  | SS9 2AH | 01/07/2013 | Wastewaters from the laundering of domestic items only. | Opendeal Limited | 162 - 164 High Street | Rayleigh | Essex |  |  | SS6 7BS | at a point before entry to the public foul sewer | London Road, Leigh-on-Sea | TQ8388086610 | TQ8389086590 | [54 empty] | 2000 | mg/l | [54 empty] | 1 | m³/hr | [36 empty] | 100 | mg/l | [10 empty] | 11 | pH | 6 | pH | [18 empty] | 1000 | mg/l | [8 empty] | 1000 | mg/l | [6 empty] | 45 | °C | [8 empty] | 5 | m³/d
SOUTHEND STW | S01MASONHAKA | Direction | Live | No | ADZ 1027 | Hadleigh Hand Car Wash | 300 London Road | Hadleigh, Benfleet |  |  |  | SS7 2DD | 11/10/2017 | Used water, after passage via an interceptor, from the external washing of vehicles. | Mr M R Mason - T/A Hadleigh Hand Car Wash | 300 London Road | Hadleigh | Benfleet | Essex |  | SS7 2DD | at a point after the interceptor | at London Road, Hadleigh | TQ8125086880 | TQ8125086880 | [54 empty] | 2500 | mg/l | [54 empty] | 0.2 | l/s | [48 empty] | 11 | pH | 6 | pH | [18 empty] | 1000 | mg/l | [16 empty] | 45 | °C | [8 empty] | 5 | m³/d
SOUTHEND STW | S01CONOCO KA | Direction | Live | No | ADY 92 | Standard Jet Service Station | 682 - 696 Southchurch Road | Southend-on-Sea | Essex |  |  | SS1 2PS | 01/09/2013 | Wastewater from automatic car wash, after passage through a suitable maintained interceptor. | Park Garage Group PLC | 106 - 108 Park Lane | Croydon | Surrey |  |  | CR0 1JB | at a point after the interceptor, prior to entry to the public foul sewer | Oakleigh Avenue, Southend-on-Sea. | TQ8908085980 | TQ8979085940 | [54 empty] | 2500 | mg/l | [54 empty] | 1 | m³/hr | [36 empty] | 250 | mg/l | [10 empty] | 11 | pH | 6 | pH | [18 empty] | 1000 | mg/l | [8 empty] | 1000 | mg/l | [6 empty] | 45 | °C | [8 empty] | 4 | m³/d
SOUTHEND STW | S01SNAPSOSKA | Direction | Live | No | ADW 12 | Snappy Snaps Lab 126 | 21 Southchurch Road | Southend-on-Sea | Essex |  |  | SS1 2NG | 01/07/2011 | Wastewater, after passage via a silver recovery process, from photographic processing. | Marton Imaging Limited | 56 Oak Lodge Tye | Springfield | Chelmsford | Essex |  | CM1 6GZ | at the outlet pipe from the photographic processing machine | at Southchurch Road, Southend-on-Sea, Essex | TQ8823085850 | TQ8822085840 | [54 empty] | 25000 | mg/l | [54 empty] | 0.1 | m³/hr | [36 empty] | 100 | mg/l | [10 empty] | 10 | pH | 6 | pH | [14 empty] | 2 | mg/l |  |  | 500 | mg/l | [16 empty] | 45 | °C | [8 empty] | 0.5 | m³/d
SOUTHEND STW | S01IPECOACKA | Direction | Live | No | ADZ 338 | Ipeco Engineering Limited | Building 5 | Aviaition Way | Southend Airport | Essex |  | SS2 6UN | 02/07/2015 | Used water consisting of air-compressor condensate. | Ipeco Holdings Limited | Aviation Way | Southend on Sea | Essex |  |  | SS2 6UN | at the manhole between building 5 and the roadway to the right of the entrance to the service yard | at Aviation Way | TQ8654089450 | TQ8654089450 | [54 empty] | 2000 | mg/l | [54 empty] | 0.2 | l/s | [48 empty] | 10 | pH | 6 | pH | [18 empty] | 1000 | mg/l | [16 empty] | 45 | °C | [8 empty] | 0.02 | m³/d
SOUTHEND STW | S01SOUTHLAKA | Direction | Live | No | ADX 191 | Southend Laundry | 229 Hamstel Road | Southend-on-Sea | Essex |  |  | SS2 4LB | 01/11/2012 | Wastewater from a launderette. | Lynne Stebbeds T/A Southend Laundry | 229 Hamstel Road | Southend-on-Sea | Essex |  |  | SS2 4LB | at a point prior to entry into the public foul sewer | at Durham Road, Southend | TQ8982086750 | TQ8982086750 | [54 empty] | 2000 | mg/l | [54 empty] | 1 | m³/hr | [36 empty] | 250 | mg/l | [10 empty] | 11 | pH | 6 | pH | [18 empty] | 1000 | mg/l | [8 empty] | 1000 | mg/l | [6 empty] | 45 | °C | [8 empty] | 4 | m³/d
SOUTHEND STW | S01LIMFAIRKA | Direction | Live | No | ADZ 92 | Fairfax Launderette | 167-171 Fairmead Street | Westcliff-on-Sea | Essex |  |  | SS0 9SD | 01/10/2014 | Used water from the laundering of domestic items only. | Miss Rebecca Seviour | Fairfax Launderette | 167-171 Fairmead Avenue | Westcliff-on-Sea | Essex |  | SS0 9SD | at a point prior to discharge into the public foul sewer | at Fairmead Avenue | TQ8603086680 | TQ8603086680 | [54 empty] | 2000 | mg/l | [54 empty] | 1 | l/s | [36 empty] | 100 | mg/l | [10 empty] | 11 | pH | 6 | pH | [18 empty] | 1000 | mg/l | [8 empty] | 1000 | mg/l | [6 empty] | 45 | °C | [8 empty] | 9 | m³/d
SOUTHEND STW | S01HOOD KA | Direction | Live | No | ADY 137 | Rapid Valeting Centre Ltd | 116 Arterial Road | Leigh-on-Sea | Essex |  |  | SS9 4DG | 01/10/2013 | Used waters arising from the washing and valeting of cars. | Rapid Valeting Centre Ltd | 59 Homerton High Street | London |  |  |  | E9 6BJ | at a point prior to discharge into the public foul sewer | at Arterial Road, Leigh-on-Sea | TQ8425088200 | TQ8425088200 | [54 empty] | 2500 | mg/l | [54 empty] | 1 | m³/hr | [36 empty] | 250 | mg/l | [10 empty] | 11 | pH | 6 | pH | [18 empty] | 1000 | mg/l | [8 empty] | 1000 | mg/l | [6 empty] | 45 | °C | [8 empty] | 7 | m³/d
SOUTHEND STW | S01BENJAY KA | Direction | Live | No | ADY 18 | Central Cars (Leigh) Limited | 8 Arterial Road | Leigh-on-Sea | Essex |  |  | SS9 4DA | 01/08/2013 | Wastewater from the washing of cars & vans after passing through an interceptor. | Central Cars (Leigh) Limited | 14 Hanover Street | Hanover Square | London |  |  | W1S 1YH | after passing through the interceptor, prior to discharging to the public foul sewer | Arterial Road, Leigh-on-Sea. | TQ8459088190 | TQ8459088220 | [54 empty] | 2500 | mg/l | [54 empty] | 1 | m³/hr | [36 empty] | 250 | mg/l | [10 empty] | 11 | pH | 6 | pH | [18 empty] | 1000 | mg/l | [8 empty] | 1000 | mg/l | [6 empty] | 45 | °C | [8 empty] | 1 | m³/d
SOUTHEND STW | S01STEVESVKA | Direction | Live | No | ADU 143 | Steve's Self Drive Hire | 4 Bentalls Close | Southend On Sea | Essex |  |  | SS2 5PS | 01/10/2009 | Wastewater from the external washing of vehicles only, after passing via an interceptor. | Mr Stephen Gale - T/A Steve's Self Drive Hire | 4 Bentalls Close | Southend On Sea | Essex |  |  | SS1 2PP | at the manhole after passing through the interceptor | at Sutton Road, Southend-on-Sea | TQ8833087610 | TQ8837087590 | [54 empty] | 2000 | mg/l | [54 empty] | 0.5 | m³/hr | [36 empty] | 250 | mg/l | [10 empty] | 11 | pH | 6 | pH | [18 empty] | 1000 | mg/l | [8 empty] | 1000 | mg/l | [6 empty] | 45 | °C | [8 empty] | 1 | m³/d
SOUTHEND STW | S01KEYPRAVKA | Direction | Live | No | ADZ 473 | Bell Launderette | 79 Prince Avenue | Southend-on-Sea |  |  |  | SS2 6RL | 01/02/2016 | Used water arising from the laundering of domestic items. | Mrs Lisa Perkin - T/A Bell Launderette | 79 Prince Avenue | Southend-on-Sea | Essex |  |  | SS2 6RL | at a point prior to connection with domestic effluent on site | at Prince Avenue, Southend-on-Sea. | TQ8708087800 | TQ8708087800 | [54 empty] | 2000 | mg/l | [54 empty] | 0.5 | l/s | [48 empty] | 11 | pH | 6 | pH | [18 empty] | 1000 | mg/l | [16 empty] | 45 | °C | [8 empty] | 12 | m³/d
SOUTHEND STW | S01TESCOWCKA | Direction | Live | No | ADZ 474 | Tesco Petrol Filling Station | Prince Avenue | Westcliff-on-Sea |  |  |  | SS0 0JP | 01/02/2016 | Used water arising from automatic roll-over vehicle wash. | Tesco Stores Limited | Tesco House | Delamare Road | Cheshunt | Hertfordshire |  | EN8 9SL | at a point following the interceptor, prior to connection to site pumping station | at Prince Avenue, Westcliff-on-Sea. | TQ8602088110 | TQ8602088110 | [54 empty] | 2500 | mg/l | [54 empty] | 1.8 | l/s | [48 empty] | 11 | pH | 6 | pH | [18 empty] | 1000 | mg/l | [16 empty] | 45 | °C | [8 empty] | 15 | m³/d
SOUTHEND STW | S01VIRGINSKA | Direction | Live | No | ADY 84 | Virgin Active Health & Fitness Club | 200 Rayleigh Road | Thundersley | Essex |  |  | SS7 3YN | 01/11/2013 | Used waters arising from swimming pool filter backwashing operations and from the periodic drain-down of swimming pool contents. | Virgin Active Limited | Active House | 21 North Fourth Street | Central Milton Keynes | Buckinghamshire |  | MK9 1HL | at a point before entry to the public foul sewer | Rayleigh Road, Thundersley. | TQ8018088240 | TQ8009088290 | [54 empty] | 1000 | mg/l | [10 empty] | 5 | mg/l | [42 empty] | 14 | l/s | [36 empty] | 250 | mg/l | [10 empty] | 10 | pH | 6 | pH | [18 empty] | 1000 | mg/l | [8 empty] | 1000 | mg/l | [6 empty] | 45 | °C | [8 empty] | 60 | m³/d
SOUTHEND STW | S01PERRWESKA | Direction | Live | No | ADZ 475 | BP Express Shopping Limited | 50 West Street | Southend-on-Sea |  |  |  | SS2 6HJ | 01/02/2016 | Used water arising from automatic roll-over car wash. | BP Express Shopping Limited | Chertsey Road | Sudbury on Thames | Middlesex |  |  | TW16 7BP | at a point prior to discharge into the public sewer | at West Street, Southend on Sea | TQ8756086710 | TQ8756086710 | [54 empty] | 2500 | mg/l | [54 empty] | 0.5 | l/s | [48 empty] | 11 | pH | 6 | pH | [18 empty] | 1000 | mg/l | [16 empty] | 45 | °C | [8 empty] | 10 | m³/d
SOUTHEND STW | S01THAMESHKA | Direction | Live | No | ADY 330 | First Essex Buses Ltd | 35 London Road | Hadleigh | Essex |  |  | SS7 2QL | 01/03/2014 | Used water arising from an automatic vehicle wash. | First Essex Buses Limited | Bus Depot | Westway | Chelmsford | Essex |  | CM1 3AR | at manhole in the car park, after passing through a suitably maintained inteceptor. | London Road, Hadleigh. | TQ8038287456 | TQ8036887433 | [54 empty] | 2500 | mg/l | [54 empty] | 2 | m³/hr | [36 empty] | 250 | mg/l | [10 empty] | 11 | pH | 6 | pH | [18 empty] | 1000 | mg/l | [8 empty] | 1000 | mg/l | [6 empty] | 45 | °C | [8 empty] | 15 | m³/d
SOUTHEND STW | S01QINETIQKA | Direction | Live | No | ADZ 675 | Qinetiq Limited | MOD Shoeburyness | Blackgate Road | Southend-on-Sea |  |  | SS3 9SR | 27/05/2016 | Used waters, after passing through an interceptor, arising from the external washing of military vehicles and X-ray developing processes. | Qinetiq Limited | Cody Technology Park | Ively Road | Farnborough | Hampshire |  | GU14 0LX | at the washdown area opposite G34 and valeting bay | at Blackgate Road, Shoeburyness. | TQ9482086480 | TQ9443085460 | [54 empty] | 2500 | mg/l | [54 empty] | 10 | l/s | [48 empty] | 11 | pH | 6 | pH | [18 empty] | 1000 | mg/l | [16 empty] | 45 | °C | [8 empty] | 2 | m³/d
SOUTHEND STW | S01COCKMANKA | Direction | Live | No | ADY 13 | Viking Launderette | 83 Hamlet Court Road | Westcliff-on-Sea | Essex |  |  | SS0 7EU | 01/07/2013 | Wastewaters from the laundering of domestics items only. | Angie Bruce | 83 Hamlet Court Road | Westcliff-on-Sea | Essex |  |  | SS0 7EU | at a point prior to discharging to the public foul sewer | Hamlet Court Road, Westcliff-on-Sea | TQ8687085680 | TQ8689085670 | [54 empty] | 2000 | mg/l | [54 empty] | 2 | m³/hr | [36 empty] | 100 | mg/l | [10 empty] | 11 | pH | 6 | pH | [18 empty] | 1000 | mg/l | [8 empty] | 1000 | mg/l | [6 empty] | 45 | °C | [8 empty] | 12 | m³/d
SOUTHEND STW | S01NCR KA | Direction | Live | No | ADW 02 | Europcar Group UK Ltd | Unit 1, 329 Southchurch Road | Southend on Sea | Essex |  |  | SS1 2PE | 01/07/2011 | Wastewater from the external jet washing of rental vehicles and valeting only. | Europcar Group UK Limited | James House | 55 Welford Road | Leicester | Leicestershire |  | LE2 7AR | at a point prior to discharge to the public foul sewer | at Southchurch Road, Southend on Sea | TQ8889085860 | TQ8889085860 | [54 empty] | 2500 | mg/l | [54 empty] | 1 | m³/hr | [36 empty] | 250 | mg/l | [10 empty] | 11 | pH | 6 | pH | [18 empty] | 1000 | mg/l | [8 empty] | 1000 | mg/l | [6 empty] | 45 | °C | [8 empty] | 4 | m³/d
SOUTHEND STW | S01MKS5 KA | Direction | Live | No | TEDI-0103-2018 | Novar E D & S Limited | Unit 15 Progress Road | Leigh-on-Sea | Essex |  |  | SS9 5JA | 27/08/2018 | Used water from air compressor condensate. | Novar E D & S Limited | Honeywell House | Skimped Hill Lane | Bracknell | Berkshire |  | RG12 1EB | a point prior to discharge into the public foul sewer | Progress Road, Leigh-on-Sea | TQ8320088720 | TQ8320088720 | [54 empty] | 2000 | mg/l | [54 empty] | 0.1 | l/s | [48 empty] | 10 | pH | 6 | pH | [18 empty] | 1000 | mg/l | [16 empty] | 45 | °C | [8 empty] | 0.2 | m³/d
SOUTHEND STW | S01BGASSHOKA | Direction | Live | No | TEDI-0136-2018 | National Grid Property Holdings Limited | Elm Road | Shoeburyness | Southend-on-Sea | Essex |  | SS3 9RD | 05/11/2018 | Gas holder storm water overflow and contaminated surface water. | National Grid Property Holdings Limited | 1-3 The Strand | London |  |  |  | WC2N 5EH | a point before entry to the public foul sewer | Elm Road, Leign-On-Sea. | TQ9338085460 | TQ9338085460 | [54 empty] | 2000 | mg/l | [54 empty] | 0.5 | l/s | [48 empty] | 10 | pH | 6 | pH | [18 empty] | 1000 | mg/l | [8 empty] | 1000 | mg/l | [6 empty] | 45 | °C | [8 empty] | 7 | m³/d
SOUTHEND STW | S01BGASEASKA | Direction | Live | No | TEDI-0137-2018 | National Grid Gas Holdings Ltd | Eastwood Holder Station | Progress Road | Leigh-on-Sea | Essex |  | SS9 5JW | 29/11/2018 | Gas holder storm water overflow and contaminated surface water. | National Grid Gas Holdings Limited | 1 - 3 Strand | London |  |  |  | WC2N 5EH | the final chamber of the interceptor prior to discharging to the public foul sewer | Progress Road, Leigh-on-sea | TQ8318089000 | TQ8334089020 | [54 empty] | 2000 | mg/l | [54 empty] | 0.5 | l/s | [48 empty] | 10 | pH | 6 | pH | [18 empty] | 1000 | mg/l | [16 empty] | 45 | °C | [8 empty] | 7 | m³/d
SOUTHEND STW | S01UKPOWERKA1 | Consent | Live | No | TECO-0024-2020 | UK Power Networks | Unit 2 Cedar Park | Stock Road |  |  |  | SS2 5QF | 04/03/2020 | Used water, after passage via a gulley and silt trap, from the external washing of vehicles only. | UK Power Networks (Operations) Limited | Newington House | 237 Southwark Bridge Road | London |  |  | SE1 6NP | the manhole beside the car washing area after the silt trap | Stock Road | TQ8821587628 | TQ8821087711 | [54 empty] | 2500 | mg/l | [54 empty] | 0.05 | l/s | [48 empty] | 11 | pH | 6 | pH | [18 empty] | 1000 | mg/l | [16 empty] | 45 | °C | [8 empty] | 1 | m³/d
SOUTHEND STW | S01UKPOWERKA2 | Consent | Live | No | TECO-0025-2020 | UK Power Networks Ltd | Unit 2 Cedar Park | Stock Road | Southend | Essex |  | SS2 5QF | 17/03/2020 | Contaminated rainwater arising from the storage of creosote treated wooden poles after passing through a filtration system. | UK Power Networks Ltd | Newington House | 237 Southwark Bridge Road | London |  |  | SE1 6NP | the point after the carbon and sand filters prior to the foul manhole onsite | Stock Road | TQ8825887642 | TQ8822487711 | [54 empty] | 600 | mg/l | [16 empty] | 3 | mg/l | [36 empty] | 0.01 | l/s | [48 empty] | 10 | pH | 6 | pH | [18 empty] | 600 | mg/l | [16 empty] | 45 | °C | [8 empty] | 1 | m³/d
SOUTHEND STW | S01FIRSTBUKA | Consent | Live | No | TECO-0038-2021 | First Essex Buses Limited | Bus Depot 35 | London Road | Benfleet | Essex |  | SS7 2DD | 24/02/2021 | Used waters arising from vehicle washing and preparation for MOT inspections. | First Essex Buses Limited | Bus Depot | Westway | Chelmsford | Essex |  | CM1 3AR | the pump chamber after the separator | London Road | TQ8042787432 | TQ8039787414 | [54 empty] | 2500 | mg/l | [54 empty] | 0.25 | l/s | [36 empty] | 250 | mg/l | [10 empty] | 10 | pH | 6 | pH | [18 empty] | 1000 | mg/l | [16 empty] | 43 | °C | [8 empty] | 2.7 | m³/d
SOUTHEND STW | S01INDPRECKA | Direction | Live | No | TEDI-0122-2021 | Ipeco Holdings Limited | 7 Towerfield Road | Shoeburyness | Essex |  |  | SS3 9QE | 26/07/2021 | Used water from chemical treatment used in the brazing of aluminium components and a chromate passivation process. | Ipeco Holdings Limited | Aviation Way | Southend-on-Sea | Essex |  |  | SS2 6UN | the point of discharge from the rinse tank | Towerfield Road, Shoeburyness | TQ9320585105 | TQ9319585054 | [54 empty] | 250 | mg/l | [12 empty] | 5 | mg/l | [40 empty] | 1 | l/s | [48 empty] | 10 | pH | 6 | pH | [18 empty] | 250 | mg/l | [16 empty] | 43 | °C | [8 empty] | 30 | m³/d
SOUTHEND STW | S01MKJETWAKA | Direction | Live | No | TEDI-0095-2021 | Novar E D & S Limited | 15 Progress Road | Eastwood | Leigh-on-Sea | Essex |  | SS9 5JA | 15/06/2021 | Used waters arising from the jet washing of 3D printer support material. | Novar E D & S Limited | Honeywell House | Skimped Hill Lane | Bracknell | Berkshire |  | RG12 1EB | a point under the machine situated in Building S5 | Progress Road, Leigh-on-Sea | TQ8319088750 | TQ8324088710 | [54 empty] | 1500 | mg/l | [54 empty] | 0.3 | l/s | [48 empty] | 10 | pH | 6 | pH | [18 empty] | 500 | mg/l | [16 empty] | 43 | °C | [8 empty] | 0.025 | m³/d
SOUTHEND STW | S01KEYMEDGKA | Direction | Live | No | TEDI-0128-2021 | Keymed (Medical & Industrial Equip) Ltd | Unit 10, The Candlemakers | Temple Farm Industrial Estate | Southend on Sea | Essex |  | SS2 5RX | 10/08/2021 | Used water arising from (i) a degreasing unit, and (ii) from the powder paint process. | Keymed (Medical & Industrial Equip) Ltd | Keymed House | Stock Road | Southend -on-Sea | Essex |  | SS2 5QH | a point prior to discharge into the public foul sewer | The Candlemakers, Temple Farm Industrial Estate, Southend-on-Sea | TQ8813088360 | TQ8813088360 | [54 empty] | 2000 | mg/l | [54 empty] | 2 | l/s | [48 empty] | 10 | pH | 6 | pH | [18 empty] | 250 | mg/l | [16 empty] | 43 | °C | [8 empty] | 35 | m³/d
SOUTHEND STW | S01SEAFORDKA | Consent | Live | No | TECO-0129-2021 | Essex Auto Group | 691 Prince Avenue | Westcliff-on-Sea | Southend-on-Sea | Essex |  | SS0 0JA | 22/06/2021 | Used water, after passage via an interceptor, from the external washing of vehicles only. | Allen Ford (UK) Limited T/A Essex Auto Group | Tachbrook Park Drive | Warwick | Warwickshire |  |  | CV34 6SY | the manhole after the vehicle wash interceptor at the wash bay | Prince Avenue | TQ8494188343 | TQ8493588279 | [54 empty] | 2500 | mg/l | [54 empty] | 0.083 | l/s | [48 empty] | 11 | pH | 6 | pH | [18 empty] | 1000 | mg/l | [16 empty] | 43 | °C | [8 empty] | 0.618 | m³/d
SOUTHEND STW | S01KEYMEDSKA | Direction | Live | No | TEDI-0156-2021 | KeyMed (Medical & Industrial Equipment) Limited | KeyMed House | Stock Road | Southend-on-Sea | Essex |  | SS2 5QH | 04/06/2023 | Used water arising from the cleaning and disinfecting of medical equipment during repair; including effluent from the low temperature steam formaldehyde sterilisation process. | KeyMed (Medical & Industrial Equipment) Limited | KeyMed House | Stock Road | Southend-on-Sea | Essex |  | SS2 5QH | the waste pipe off the LTSF (low temperature steam formaldehyde) unit, prior to connecting to the foul sewer | Stock Road, Southend-on-Sea | TQ8781087980 | TQ8781087980 | [54 empty] | 3000 | mg/l | [46 empty] | 30 | mg/l | [6 empty] | 3 | l/s | [48 empty] | 10 | pH | 6 | pH | [18 empty] | 250 | mg/l | [8 empty] | 1000 | mg/l | [6 empty] | 43 | °C | [8 empty] | 7 | m³/d
SOUTHEND STW | S01SKOVERSKA | Direction | Live | Yes | TEDI-0143-2022 | Johnsons Workwear | 383 London Road | Hadleigh | Essex |  |  | SS7 2BU | 09/08/2022 | Used water resulting from the laundering of industrial workwear, cabinet roller towels and mats. | Johnsons Textile Services Ltd T/A Johnsons Workwear | Johnsons House | Monks Way | Preston Brook | Cheshire |  | WA7 3GH | the manhole inside the factory (near the green door) and prior to discharge into the public foul sewer | Meadow Road, Hadleigh, Essex | TQ8137086840 | TQ8139886877 | [48 empty] | 0.1 | mg/l |  |  |  |  | 6000 | mg/l | [16 empty] | 1.5 | mg/l | [36 empty] | 9 | l/s | [10 empty] | 3 | mg/l | [36 empty] | 11 | pH | 6 | pH | [18 empty] | 1500 | mg/l | [16 empty] | 43 | °C | [8 empty] | 150 | m³/d | [14 empty] | 5 | mg/l
SOUTHEND STW | S01BOROPROKA | Direction | Live | No | TEDI-0136-2022 | Borough Limited | 65 Progress Road | Leigh-on-Sea | Essex |  |  | SS9 5JT | 24/01/2023 | Treated used waters arising from the electroplating of chrome, copper and nickel. | Borough Limited | 65 Progress Road | Leigh-on-Sea | Essex |  |  | SS9 5JT | a point after the effluent treatment plant and prior to discharge into the public foul sewer | Rayleigh Road, Leigh-on-Sea, Essex | TQ8323289131 | TQ8332489114 | [54 empty] | 500 | mg/l | [12 empty] | 1 | mg/l |  |  | 1 | mg/l | [36 empty] | 3.5 | l/s | [20 empty] | 400 | ng/l | [10 empty] | 1.5 | mg/l | [14 empty] | 11 | pH | 6 | pH | [18 empty] | 500 | mg/l | [8 empty] | 1000 | mg/l | [6 empty] | 43 | °C | [8 empty] | 220 | m³/d
SOUTHEND STW | S01EGLSHOEKA | Direction | Live | No | TEDI-0138-2022 | E.G.L. Homecare Limited | Unit 1 | Campfield Road | Shoeburyness | Essex |  | SS3 9FL | 30/08/2022 | Used water arising from the manufacture of non-woven cleaning materials and from boiler blow-down. | E.G.L. Homecare Limited | Unit 1 | Campfield Road | Shoeburyness | Essex |  | SS3 9FL | the sample tap below the trade effluent magflow meter on outflow of settlement apparatus | Campfield Road, Shoeburyness, Essex | TQ9342884995 | TQ9335784881 | [54 empty] | 10000 | mg/l | [54 empty] | 0.5 | l/s | [48 empty] | 10 | pH | 6 | pH | [18 empty] | 4000 | mg/l | [16 empty] | 43 | °C | [8 empty] | 15 | m³/d
SOUTHEND STW | S01LOSBREWKA1 | Direction | Live | No | TEDI-0199-2022 | Leigh on Sea Brewing Company Limited | 35 Progress Road | Leigh on Sea | Essex |  |  | SS9 5PR | 20/02/2023 | Used water arising from the production of alcohol and associated washing and sterilisation processes. | Leigh on Sea Brewing Company Limited | 35 Progress Road | Leigh on Sea | Essex |  |  | SS9 5PR | the pump sump in the centre of the brew house | Progress Road | TQ8317888901 | TQ8330388872 | [54 empty] | 10000 | mg/l | [54 empty] | 1 | l/s | [48 empty] | 10 | pH | 6 | pH | [18 empty] | 1000 | mg/l | [16 empty] | 43 | °C | [8 empty] | 3 | m³/d | [14 empty] | 5 | mg/l
SOUTHEND STW | S01GETDPU4KA1 | Consent | Live | No | TECO-0191-2022 | General Engineering (Treatments) Limited | 4 Vanguard Way | Shoeburyness | Essex |  |  | SS3 9QY | 12/12/2022 | Used water from a dye penetrant flaw detection process, carried out prior to any surface treatment processes. | General Engineering (Treatments) Limited | Monometer House | Rectory Grove | Leigh-on-Sea | Essex |  | SS9 2HN | the sump tank below the dye penetrant unit | Vanguard Way, Manhole 7402 | TQ9371085380 | TQ9377685447 | [54 empty] | 40000 | mg/l | [54 empty] | 0.3 | l/s | [48 empty] | 10 | pH | 6 | pH | [18 empty] | 1000 | mg/l | [16 empty] | 43 | °C | [8 empty] | 0.5 | m³/d
SOUTHEND STW | S01TOWDP12KA1 | Consent | Live | No | TECO-0209-2022 | Towerfield Plating Limited | 12 Towerfield Close | Shoeburyness | Essex |  |  | SS3 9QP | 02/08/2023 | Used water from a dye penetrant flaw detection process, carried out prior to any surface treatment processes. | Towerfield Plating Limited | 2 Towerfield Close | Shoeburyness | Essex |  |  | SS3 9QP | the sump tank below the dye penetrant unit | Towerfield Close, Shoeburyness | TQ9339285102 | TQ9340885172 | [54 empty] | 40000 | mg/l | [54 empty] | 0.3 | l/s | [48 empty] | 10 | pH | 6 | pH | [18 empty] | 1000 | mg/l | [16 empty] | 43 | °C | [8 empty] | 0.5 | m³/d
SOUTHEND STW | S01KEYMEDEKA1 | Direction | Live | No | TEDI-0025-2023 | KeyMed (Medical & Industrial Equipment) Limited | KeyMed House | Stock Road | Southend-on-Sea | Essex |  | SS2 5QH | 04/06/2023 | Used water arising from the cleaning and sterilisation of Endotherapy devices using an Endosonic Ultrasonic Cleaner. | KeyMed (Medical & Industrial Equipment) Limited | KeyMed House | Stock Road | Southend-on-Sea | Essex |  | SS2 5QH | the sink in the area where Endosonic cleaning takes place | Stock Road, Southend-on-Sea | TQ8779787932 | TQ8780987978 | [54 empty] | 2000 | mg/l | [54 empty] | 0.5 | l/s | [48 empty] | 10 | pH | 6 | pH | [18 empty] | 1000 | mg/l | [8 empty] | 1000 | mg/l | [6 empty] | 43 | °C | [8 empty] | 0.05 | m³/d
SOUTHEND STW | S01GETLU10KA1 | Direction | Live | No | TEDI-0313-2022 | General Engineering (Treatments) Limited | 10 Vanguard Way | Shoeburyness | Essex |  |  | SS3 9QY | 13/02/2023 | Used rinse water only arising from sulphuric acid anodising, and associated processes following pH adjustment. | General Engineering (Treatments) Limited | Monometer House | Rectory Grove | Leigh-on-Sea | Essex |  | SS9 2HN | the inspection chamber in the driveway of Unit 10 | Vanguard Way | TQ9373885425 | TQ9373685440 | [54 empty] | 1000 | mg/l | [12 empty] | 5 | mg/l | [40 empty] | 1.5 | l/s | [48 empty] | 10 | pH | 6 | pH | [18 empty] | 500 | mg/l | [16 empty] | 43 | °C | [8 empty] | 25 | m³/d
SOUTHEND STW | S01GETLU04KA1 | Direction | Live | No | TEDI-0312-2022 | General Engineering (Treatments) Limited | 4 Vanguard Way | Shoeburyness | Essex |  |  | SS3 9QY | 13/02/2023 | Used rinse water only arising from tartaric sulphuric acid anodising, and associated processes following pH adjustment. | General Engineering (Treatments) Limited | Monometer House | Rectory Grove | Leigh-on-Sea | Essex |  | SS9 2HN | the inspection chamber to the rear of unit 4 | Vanguard Way, Manhole 7402 | TQ9371085380 | TQ9377685447 | [54 empty] | 1000 | mg/l | [54 empty] | 3 | l/s | [48 empty] | 10 | pH | 6 | pH | [18 empty] | 500 | mg/l | [16 empty] | 43 | °C | [8 empty] | 40 | m³/d
SOUTHEND STW | S01TOWERVAKA | Direction | Live | No | TEDI-0314-2022 | General Engineering (Treatments) Limited | Unit 6 Vanguard Way | Shoeburyness | Essex |  |  | SS3 9QP | 13/02/2023 | Used rinse water only arising from tartaric sulphuric acid anodising, and associated processes following pH adjustment. | General Engineering (Treatments) Limited | Monometer House | Rectory Grove | Leigh-On-Sea | Essex |  | SS9 2HN | the discharge chamber after the effluent pre-treatment plant, between units 4 & 6 | Vanguard Way, Shoeburyness, Essex | TQ9372285395 | TQ9377685448 | [54 empty] | 250 | mg/l | [54 empty] | 0.5 | l/s | [48 empty] | 10 | pH | 6 | pH | [18 empty] | 250 | mg/l | [16 empty] | 43 | °C | [8 empty] | 7 | m³/d
SOUTHEND STW | S01SOUMERCKA1 | Consent | Live | No | TECO-0149-2023 | Mercedes-Benz of Southend | Stephenson Road | Leigh on Sea | Southend | Essex |  | SS9 5LY | 06/06/2023 | Used water, after passage via an interceptor, from the external washing of vehicles only. | Jardine Motors Group UK Ltd T/A Mercedes-Benz of Southend | C/O Porsche Centre Colchester Auto Way | Ipswich Road | Colchester | Essex |  | CO4 9HA | the sample point after the interceptor and prior to entering the public foul sewer | Stephenson Road | TQ8334088650 | TQ8334388656 | [54 empty] | 2500 | mg/l | [54 empty] | 0.25 | l/s | [48 empty] | 11 | pH | 6 | pH | [18 empty] | 1000 | mg/l | [16 empty] | 43 | °C | [8 empty] | 7 | m³/d
SOUTHEND STW | S01HOCKENTKA | Direction | Live | Yes | TEDI-0133-2023 | Hockley Enterprises (Essex) Limited | Grainger Road | Southend-on-Sea | Essex |  |  | SS2 5BZ | 09/10/2023 | Pre-treated rinse waters only, arising from the electroplating of Zinc, Copper, Nickel, Chromium, Tin and Silver, and anodising, after pH correction and settlement. | Hockley Enterprises (Essex) Limited | Grainger Road | Southend-on-Sea | Essex |  |  | SS2 5BZ | the manhole in the entryway, after the settlement pit | Grainger Road | TQ8829086351 | TQ8827286359 | [48 empty] | 0.1 | mg/l |  |  |  |  | 150 | mg/l | [12 empty] | 5 | mg/l |  |  | 3 | mg/l |  |  |  |  | 1 | mg/l | 5 | mg/l | [28 empty] | 2 | l/s | [10 empty] | 1.5 | mg/l | [8 empty] | 250 | ng/l | [10 empty] | 3 | mg/l | [14 empty] | 11 | pH | 6 | pH | [14 empty] | 0.5 | mg/l |  |  | 250 | mg/l | [16 empty] | 43 | °C | 0.5 | mg/l | [6 empty] | 20 | m³/d | [14 empty] | 5 | mg/l
SOUTHEND STW | S01TOWER12KA1 | Consent | Live | No | TECO-0198-2023 | Towerfield Plating Limited | 12 Towerfield Close | Shoeburyness | Southend-on-Sea | Essex |  | SS3 9QP | 02/08/2023 | Used water arising from chromic acid anodise rinse and tartaric sulphuric anodise rinse lines, and associated processes following treatment, sludge settlement and pH adjustment. | Towerfield Plating Limited | 2 Towerfield Close | Shoeburyness | Southend-on-Sea | Essex |  | SS3 9QP | the manhole to the East of the building, outside the plating area | Towerfield Close | TQ9341285142 | TQ9342285166 | [54 empty] | 1300 | mg/l | [12 empty] | 5 | mg/l | [40 empty] | 3 | l/s | [48 empty] | 10 | pH | 6 | pH | [18 empty] | 600 | mg/l | [16 empty] | 43 | °C | [8 empty] | 40 | m³/d
SOUTHEND STW | S01GLLAUNDKA2 | Consent | Live | Yes | TECO-0009-2024 | Green Leaf Laundry | Unit 14, Towerfield Road | Shoeburyness | Essex |  |  | SS3 9QE | 30/01/2024 | Used waters from the laundering process. | Mr Amir Shahzad and Mr Syed Kazmi T/A Green Leaf Laundry | 557 Southchurch Road | Southend on Sea | Essex |  |  | SS1 2PN | the discharge pipework inside the building | the rear of the premises, leading to Campfield Road, Southend | TQ9330585095 | TQ9333584945 | [54 empty] | 2000 | mg/l | [54 empty] | 1 | l/s | [20 empty] | 10 | µg/l | [26 empty] | 11 | pH | 6 | pH | [18 empty] | 1000 | mg/l | [8 empty] | 1000 | mg/l | [6 empty] | 43 | °C | [8 empty] | 5 | m³/d
SOUTHEND STW | S01GLLAUNDKA1 | Consent | Live | Yes | TECO-0303-2023 | Green Leaf Laundry | Unit 14, Towerfield Road | Shoeburyness | Essex |  |  | SS3 9QE | 30/01/2024 | Used waters from the laundering process. | Mr Amir Shahzad and Mr Syed Kazmi T/A Green Leaf Laundry | 557 Southchurch Road | Southend on Sea | Essex |  |  | SS1 2PN | the discharge pipework within the building | the rear of the premises, leading to Campfield Road, Southend | TQ9330585095 | TQ9333584945 | [54 empty] | 2000 | mg/l | [54 empty] | 1 | l/s | [20 empty] | 10 | µg/l | [26 empty] | 11 | pH | 6 | pH | [18 empty] | 1000 | mg/l | [8 empty] | 1000 | mg/l | [6 empty] | 43 | °C | [8 empty] | 5 | m³/d
SOUTHEND STW | S01LARICHEKA | Direction | Live | No | TEDI-0127-2024 | La Riche Limited | 10 Towerfield Close | Shoeburyness | Essex |  |  | SS3 9QP | 11/02/2025 | Used waters arising from the cleaning of bulk hair dye containers and tools after the removal of excess product. | La Riche Limited | 10 Towerfield Close | Shoeburyness | Essex |  |  | SS3 9QP | the manhole to the side of the property prior to entry to the public foul sewer | Towerfield Close | TQ9344285129 | TQ9345585152 | [54 empty] | 15000 | mg/l | [54 empty] | 0.2 | l/s | [48 empty] | 10 | pH | 6 | pH | [18 empty] | 3000 | mg/l | [16 empty] | 43 | °C | [8 empty] | 0.04 | m³/d
SOUTHEND STW | S01CUMBERLKA | Direction | Live | No | TEDI-0010-2025 | Cumberland Packaging Limited | Unit 2, Bay 6 | Campfield Road | Shoeburyness | Essex |  | SS3 9BX | 27/06/2025 | Used waters resulting from the washing of ink residues from printing machine rollers. | Cumberland Packaging Limited | Field & Co LLP | Central Chambers | 227 London Road | Hadleigh, Essex |  | SS7 2RF | the outfall of both case maker and Dong Fang machines in the factory, prior to discharge to the public foul sewer | Campfield Road, Shoeburyness | TQ9365085000 | TQ9365085000 | [54 empty] | 5500 | mg/l | [16 empty] | 3 | mg/l | [36 empty] | 0.13 | l/s | [48 empty] | 10 | pH | 6 | pH | [18 empty] | 2000 | mg/l | [16 empty] | 43 | °C | [8 empty] | 7 | m³/d
SOUTHEND STW | S01CCDSUEZKA1 | Consent | Live | No | TECO-0070-2025 | Southend-On-Sea Environmental Services Depot | Eastern Avenue | Southend On Sea | Essex |  |  | SS2 5QX | 16/04/2025 | The combined discharge from the interceptor comprising the following only; Used water from the external washing of vehicles,Contaminated surface water run-off and effluent from the dewatering of road gully detritus stockpile. | Suez Recycling and Recovery UK Ltd T/A Suez | Suez House | Grenfell Road | Maidenhead | Berkshire, England |  | SL6 1ES | the discharge point after the interceptor | the site car park connecting to the main inlet of Southend WRC | TQ8807087463 | TQ8806387457 | [54 empty] | 2000 | mg/l | [54 empty] | 1 | l/s | [48 empty] | 10 | pH | 6 | pH | [18 empty] | 1000 | mg/l | [16 empty] | 43 | °C | [8 empty] | 25 | m³/d | [14 empty] | 3 | mg/l
SOUTHEND STW | S01SENDMFGKA | Consent | Live | No | TECO-0171-2025 | Motor Fuel Limited | Benfleet Service Station | 175-179 Kiln Road | Benfleet | Essex |  | SS7 1SJ | 22/09/2025 | Used water from self-serve jet wash bays following a silt trap and a suitably sized interceptor. | Motor Fuel Limited | 10 Bricket Road | St. Albans | Hertfordshire |  |  | AL1 3JX | manhole fw02 in the forecourt | Kiln Road | TQ7974787810 | TQ7974487794 | [54 empty] | 2500 | mg/l | [54 empty] | 1 | l/s | [48 empty] | 11 | pH | 6 | pH | [18 empty] | 1000 | mg/l | [16 empty] | 43 | °C | [8 empty] | 5 | m³/d
SOUTHEND STW | S01DOM0025KA1 | Consent | Live | No | TECO-0179-2025 | Bin 2 Clean | 36 The Drive | Westcliff-On-Sea | Essex |  |  | SS0 8PN | 17/09/2025 | Screened used water from the cleaning of wheelie bins (by a high pressure wash). | BIN2CLEAN LTD T/A Bin 2 Clean | 36 The Drive | Westcliff-On-Sea | Essex |  |  | SS0 8PN | the foul manhole on the driveway of the property | The Drive to the front of the property | TQ8557985870 | TQ8556985868 | [54 empty] | 2000 | mg/l | [54 empty] | 1 | l/s | [48 empty] | 10 | pH | 6 | pH | [18 empty] | 1000 | mg/l | [16 empty] | 43 | °C | [8 empty] | 1 | m³/d
SOUTHEND STW | S01C2CSHOEKA | Consent | Live | No | TECO-0010-2026 | c2c Locomotive Depot | Shoeburyness Light Maintenance Depot | High Street | Shoeburyness | Essex |  | SS3 9RY | 27/01/2026 | Used water from carriage wash containing detergent and contaminated surface water run-off following settlement and passage through a mesh filter. | C2C Railway Ltd T/A c2c Railway Limited | Centennium House 7th Floor | Lower Thames Street | London |  |  | EC3R 6DL | the chamber after the train washdown area, after mesh screens, prior to discharging to the public foul sewer | Bridge Close, Shoeburyness | TQ9320185417 | TQ9311085450 | [54 empty] | 2500 | mg/l | [54 empty] | 1.5 | l/s | [48 empty] | 10 | pH | 6 | pH | [18 empty] | 1000 | mg/l | [16 empty] | 43 | °C | [8 empty] | 10 | m³/d
SOUTHEND STW | S01DOM0022KA1 | Consent | Live | No | TECO-0169-2025 | Wheelie Clean Bins | 27 Anders Fall | Eastwood | Leigh On Sea | Essex |  | SS9 5UR | 20/08/2025 | Screened used water from the cleaning of wheelie bins (by a high pressure wash) following gross solids removal and passing through a sand filter system. | Vicki Sweetingham T/A Wheelie Clean Bins | 27 Anders Fall | Eastwood | Leigh On Sea | Essex |  | SS9 5UR | the discharge pipe entering the foul sewer on the north facing side of the property | Coniston | TQ8522189090 | TQ8522189090 | [54 empty] | 2000 | mg/l | [54 empty] | 1 | l/s | [48 empty] | 10 | pH | 6 | pH | [18 empty] | 1000 | mg/l | [16 empty] | 43 | °C | [8 empty] | 0.25 | m³/d
SOUTHEND STW | S01IMSSHOEKA | Consent | Live | No | TECO-0025-2026 | Industrial Metal Services (IMS) | 21 Vanguard Way | Shoeburyness | Essex |  |  | SS3 9QY | 09/03/2026 | Used water, after passage via an interceptor, from the external washing of vehicles only. | Barclay & Mathieson Limited T/A Industrial Metal Services (IMS) | 180 Hardgate Road | Glasgow | Scotland |  |  | G51 4TB | a point after the wash bay sump prior to the foul sewer | Vanguard Way | TQ9360285457 | TQ9364085453 | [54 empty] | 2500 | mg/l | [54 empty] | 0.5 | l/s | [48 empty] | 11 | pH | 6 | pH | [18 empty] | 1000 | mg/l | [16 empty] | 43 | °C | [8 empty] | 1.5 | m³/d
SOUTHEND STW | S01SENDVICKA | Consent | Live | No | TECO-0056-2026 | Southend Victoria Station | Victoria Avenue | Southend on Sea | Essex |  |  | SS2 6AE | 12/03/2026 | Used water, after passage via an interceptor, from the external washing of trains only. | GA Trains Limited T/A Greater Anglia | 11th Floor | One Stratford Place | Montfichet Road | London |  | E20 1EJ | a point within the station, prior to discharging into the public foul sewer | the railway sidings, Victoria Station, Southend-on-Sea | TQ8811086360 | TQ8815086330 | [54 empty] | 2500 | mg/l | [54 empty] | 2 | l/s | [48 empty] | 11 | pH | 6 | pH | [18 empty] | 1000 | mg/l | [16 empty] | 43 | °C | [8 empty] | 40 | m³/d
SOUTHEND STW | S01MARCHETKA1 | Direction | Live | No | TEDI-0168-2025 | Marchetti Stone Limited | Units 1-2, 34 Star Lane Industrial Estate | Star Lane | Great Wakering | Southend on Sea | Essex | SS3 0PJ | 05/01/2026 | Cooling water arising from masonry cutting and polishing, following screening and interceptor settlement. | Marchetti Stone Limited | March Cottage | Rayleigh Downs Road | Rayleigh | Essex |  | SS6 7LR | the point adjacent to unit 1 at the final stage of the settlement tank, prior to discharge to the public foul sewer | Star Lane Industrial Estate pumping station, reference GWKSSP | TQ9336787415 | TQ9336087423 | [54 empty] | 2000 | mg/l | [54 empty] | 1 | l/s | [48 empty] | 10 | pH | 6 | pH | [18 empty] | 1000 | mg/l | [16 empty] | 43 | °C | [8 empty] | 3 | m³/d
SOUTHMINSTER STW | S01HIGHLANKA | Direction | Live | No | ADY 76 | Launderette | 9E High Street | Southminster | Essex |  |  | CM0 7AA | 01/09/2013 | Wastewater arising from the laundering of domestic items only. | Mr Paul Garrett & Mrs Carol Ann Garrett | 9E High Street | Southminster | Essex |  |  | CM0 7AA | at a point of discharging, prior to entry to the public foul sewer. | High Street, Southminster. | TQ9573099730 | TQ9574099750 | [54 empty] | 2000 | mg/l | [54 empty] | 2 | m³/hr | [36 empty] | 100 | mg/l | [10 empty] | 11 | pH | 6 | pH | [18 empty] | 1000 | mg/l | [8 empty] | 1000 | mg/l | [6 empty] | 45 | °C | [8 empty] | 8 | m³/d
SOUTHMINSTER STW | S01CSBMOLDKA | Direction | Live | No | ADZ 84 | Europlaz Technologies Ltd | Units 1-12, The Maltings Ind Estate | Southminster |  |  |  | CM0 7EQ | 01/10/2014 | Bleed water from cooling towers. | Europlaz Technologies Limited | Unit 1, The Maltings Industrial Estate | Southminster | Essex |  |  | CM0 7EQ | at a point of entry to the public foul sewer | at Hall Road, Southminster | TQ9628499649 | TQ9627899600 | [54 empty] | 2000 | mg/l | [54 empty] | 0.03 | l/s | [36 empty] | 250 | mg/l | [10 empty] | 12.5 | pH | 6 | pH | [18 empty] | 1000 | mg/l | [8 empty] | 1000 | mg/l | [6 empty] | 45 | °C | [8 empty] | 1 | m³/d
SOUTHWOLD-COMMON THE STW | S01ADNAMSXKA6 | Direction | Live | No | TEDI-0198-2023 | Adnams PLC | Sole Bay Brewery | Southwold | Suffolk |  |  | IP18 6JW | 30/01/2024 | Used waters arising from the brewing of beer and distilling of spirits, cleaning associated vessels and premises, filter backwash from de-ionising water and the associated used water from a QA laboratory. | Adnams PLC | East Green | Southwold | Suffolk |  |  | IP18 6JW | the flow recorder in the boiler house at Swan Yard, prior to discharge to the public foul sewer | manhole 8202, Victoria Street, Southwold | TM5084176238 | TM5085876273 | [54 empty] | 6000 | mg/l | [54 empty] | 10 | l/s | [48 empty] | 10 | pH | 6 | pH | [18 empty] | 1000 | mg/l | [16 empty] | 43 | °C | [8 empty] | 110 | m³/d
SPALDING STW | S01SPDFULNKA1 | Consent | Live | No | ACZ 353 | Fulney Launderette | 23 Holbeach Road | Spalding | Lincolnshire |  |  | PE11 2HX | 01/09/2015 | Used water arising from the laundering of domestic items, having passed through filter, plus backwash from water softener. | Debra Mullard - T/A Fulney Launderette | Wellington House | 13 Church Lane | Kirton, Boston | Lincolnshire |  | PE20 1EL | at a point in the passageway to the left of the property | at manhole 8703, Holbeach Road, Spalding | TF2581523738 | TF2582823727 | [54 empty] | 2000 | mg/l | [54 empty] | 1 | l/s | [48 empty] | 11 | pH | 6 | pH | [18 empty] | 1000 | mg/l | [16 empty] | 45 | °C | [8 empty] | 10 | m³/d
SPALDING STW | S01SPDRENTKA1 | Consent | Live | No | ACZ 223 | Enterprise Rent -A-Car Ltd | West Elloe Avenue | Spalding | Lincolnshire |  |  | PE11 2BJ | 10/03/2015 | Used water from external washing of vehicles, having passed through an interceptor. | Enterprise Rent -A-Car UK limited | Enterprise House | Vicarage Road | Egham | Surrey |  | TW20 9JY | a point after the interceptor, prior to discharge to the public foul sewer | at West Elloe Avenue | TF2547523605 | TF2544623593 | [54 empty] | 2500 | mg/l | [54 empty] | 1 | l/s | [48 empty] | 11 | pH | 6 | pH | [18 empty] | 1000 | mg/l | [8 empty] | 1000 | mg/l | [6 empty] | 45 | °C | [8 empty] | 2 | m³/d
SPALDING STW | S01SPDBBASKA1 | Consent | Live | No | ACZ 434 | Buildbase - Spalding | Cradge Bank | Spalding |  |  |  | PE11 3AZ | 11/01/2016 | Used water after passage via an interceptor, arising from the external washing of vehicles and plant machinery. | Grafton Merchanting GB Ltd | PO Box 1586, Gemini One | John Smith Drive | Oxford Businesss Park South | Oxford |  | OX4 9JF | at a point after the interceptor, prior to discharge to the public foul sewer | at manhole 0001, Cradge Bank, Spalding | TF2409721073 | TF2402921094 | [54 empty] | 2500 | mg/l | [54 empty] | 1 | l/s | [48 empty] | 11 | pH | 6 | pH | [18 empty] | 1000 | mg/l | [16 empty] | 45 | °C | [8 empty] | 2 | m³/d
SPALDING STW | S01SPDNEERKA1 | Consent | Live | No | ACY 103 | Woodhead Bros Meat Company | Brunel Road | Pinchbeck | Spalding | Lincolnshire |  | PE11 3YY | 09/09/2013 | used water from boiler blowdown cooling tower condensate, & backwash from water softener | Neerock Limited | Hilmore House | Gain Lane | Bradford | West Yorkshire |  | BD3 7DL | by Engineering block, prior to discharging to the public foul sewer | at Brunel Road, Spalding | TF2535024650 | TF2531024570 | [54 empty] | 2000 | mg/l | [54 empty] | 1 | l/s | [36 empty] | 250 | mg/l | [10 empty] | 12 | pH | 6 | pH | [18 empty] | 1000 | mg/l | [8 empty] | 1000 | mg/l | [6 empty] | 45 | °C | [8 empty] | 50 | m³/d
SPALDING STW | S01PREWASHKA | Consent | Live | No | ACT 96 | Premier Hand Car Wash | 89 Commercial Road | Spalding | Lincolnshire |  |  | PE11 2HE | 30/10/2008 | Discharge from the washing of cars and light vans, the wastewater having been pre-treated to remove excessive silt. | Bakhtiar Salah | 49 Wollaston Road | Peterborough | Cambridgeshire |  |  | PE3 7JL | at the outlet gully from the washdown area prior to discharging to the public foul sewer | Commercial Road, Spalding | TF2548023400 | TF2550023400 | [54 empty] | 2000 | mg/l | [54 empty] | 2 | m³/hr | [36 empty] | 250 | mg/l | [10 empty] | 11 | pH | 6 | pH | [18 empty] | 1000 | mg/l | [8 empty] | 1000 | mg/l | [6 empty] | 45 | °C | [8 empty] | 10 | m³/d
SPALDING STW | S01SPDEMGAKA1 | Consent | Live | No | ACZ 657 | EMG Spalding | Glendum Close | Pinchbeck | Spalding |  |  | PE11 3DQ | 22/03/2017 | Used water after settlement from the external cleaning of vehicles. | EMG Anglian Limited | 5 Fornham Road | Bury St Edmunds | Suffolk |  |  | IP32 6AL | at a point after the interceptor | at Manhole 9300, Glendum Close, Pinchbeck | TF2594625338 | TF2595625361 | [54 empty] | 2500 | mg/l | [54 empty] | 1 | l/s | [48 empty] | 11 | pH | 6 | pH | [18 empty] | 1000 | mg/l | [16 empty] | 45 | °C | [8 empty] | 3 | m³/d
SPALDING STW | S01SPDJEWSKA1 | Consent | Live | No | ACZ 151 | Jewson Ltd | Platt Close, Off Wardentree Park | Pinchbeck | Spalding |  |  | PE11 3UY | 20/10/2014 | Used water from the jet washing of vehicles & plant, having passed through an interceptor. | Jewson Limited | Saint -Gobain House | Binley Business Park | Coventry |  |  | CV3 2TT | at a point after the interceptor, prior to discharging to the public foul sewer | at head of sewer, Platt Close, Pinchbeck | TF2575825299 | TF2579325384 | [54 empty] | 2500 | mg/l | [54 empty] | 1 | l/s | [36 empty] | 250 | mg/l | [10 empty] | 11 | pH | 6 | pH | [18 empty] | 1000 | mg/l | [8 empty] | 1000 | mg/l | [6 empty] | 45 | °C | [8 empty] | 2 | m³/d
SPALDING STW | S01INTERGNKA | Direction | Live | No | ADZ 818 | Spalding Power Station | West Marsh Road | Spalding | Lincolnshire |  |  | PE11 2BB | 01/12/2016 | Wastewaters arising from the following: i) boiler blowdown, ii) softener backwash, iii) reverse osmosis backwash, iv) condensate polisher, v) mixed bed demineraliser. | Spalding Energy Company Limited | Maples and Calder | Attorneys-at-Law, Ugland House | PO Box 309 George Town | Cayman Islands | B.W. Indies |  | at an in-line sampling tap on the discharge pipe by the settlement tank. | at Gate B, prior to MH 1901, West Marsh Road, Spalding. | TF2602224937 | TF2609924995 | [54 empty] | 2000 | mg/l | [54 empty] | 8 | l/s | [48 empty] | 12.5 | pH | 6 | pH | [18 empty] | 1000 | mg/l | [16 empty] | 45 | °C | [8 empty] | 648 | m³/d
SPALDING STW | S01IMOSPALKA | Direction | Live | No | ADV 361 | IMO Car Wash | West Elloe Bridge | Holbeach Road | Spalding | Lincolnshire |  | PE11 2EQ | 01/03/2011 | Wastewater, following pre-treatment through a filtration & settlement system, from the external washing of cars | Anduff Car Wash Limited | 35-37 Amersham Hill | High Wycombe | Buckinghamshire |  |  | HP13 6NU | at inspection chamber after silt traps & recirulation system, prior to discharge to the public foul sewer. | at Holbeach Road, Spalding | TF2545023600 | TF2557023540 | [54 empty] | 2500 | mg/l | [54 empty] | 2 | m³/hr | [36 empty] | 250 | mg/l | [10 empty] | 11 | pH | 6 | pH | [18 empty] | 1000 | mg/l | [8 empty] | 1000 | mg/l | [6 empty] | 45 | °C | [8 empty] | 20 | m³/d
SPALDING STW | S01LITLONDKA | Direction | Live | No | ADY 336 | Little London Service Station | Little London | Spalding | Lincolnshire |  |  | PE11 2TP | 01/03/2014 | Used water from a car and jet wash only. | Malthurst Limited | Vincent House | 4 Grove Lane | Epping | Essex |  | CM16 4LH | at a point prior to discharge into the public foul sewer | at the A16, Little London, Spalding | TF2422621283 | TF2423221313 | [54 empty] | 2500 | mg/l | [54 empty] | 2 | m³/hr | [36 empty] | 250 | mg/l | [10 empty] | 11 | pH | 6 | pH | [18 empty] | 1000 | mg/l | [8 empty] | 1000 | mg/l | [6 empty] | 45 | °C | [8 empty] | 5 | m³/d
SPALDING STW | S01CHIS JWKA | Direction | Live | No | ADZ 919 | Chisletts Hire | Enterprise Way | Pinchbeck | Spalding | Lincolnshire |  | PE11 3YR | 01/02/2017 | Used water from the washing of hired plant, tool & equipment after passage through an interceptor. | Chisletts (Spalding) Limited | Chislett Hire | Enterprise Way Pinchbeck | Spalding, Lincolnshire |  |  | PE11 3YR | at the inspection chamber after the interceptor | at a point prior to manhole 2601, Fleming Road, Spalding | TF2522424697 | TF2526424692 | [54 empty] | 2500 | mg/l | [54 empty] | 1 | l/s | [48 empty] | 11 | pH | 6 | pH | [18 empty] | 1000 | mg/l | [16 empty] | 45 | °C | [8 empty] | 1 | m³/d
SPALDING STW | S01SAFEWSPKA | Direction | Live | No | ADZ 734 | Sainsburys Petrol Filling Station | Holland Market | Spalding | Lincolnshire |  |  | PE11 1RQ | 01/10/2016 | Used water arising from the external washing of vehicles, after passage via a 3-stage interceptor. | Sainsburys Supermarkets Limited | 33 Holborn | London |  |  |  | EC1N 2HT | at a point prior to discharge to the public foul sewer | at Cattle Market Pumping Station, Spalding. | TF2446522968 | TF2449722727 | [54 empty] | 2500 | mg/l | [54 empty] | 1 | l/s | [48 empty] | 11 | pH | 6 | pH | [18 empty] | 1000 | mg/l | [16 empty] | 45 | °C | [8 empty] | 5 | m³/d
SPALDING STW | S01MORR VWKA | Direction | Live | No | ADZ 581 | Wm Morrison Supermarkets PLC | Wardentree Lane | Pinchbeck | Spalding |  |  | PE11 3UG | 01/05/2016 | Used water after passage via an interceptor, from the external washing of vehicles only using a jet wash facility. | Wm Morrison Supermarkets PLC | Hilmore House | Gain Lane | Bradford |  |  | BD3 7DL | at a point prior to discharge to the public foul sewer | at Benner Road | TF2501025040 | TF2501025040 | [54 empty] | 2500 | mg/l | [54 empty] | 1 | l/s | [48 empty] | 11 | pH | 6 | pH | [18 empty] | 1000 | mg/l | [16 empty] | 45 | °C | [8 empty] | 10 | m³/d
SPALDING STW | S01SPDCOOPKA1 | Consent | Live | No | ACZ 607 | Lincolnshire Co-Operative Funeral Home | St Johns Road | Spalding | Lincolnshire |  |  | PE11 1JD | 06/12/2016 | Used water after settlement from the external cleaning of vehicles, plus occasional waste water from an embalming process. | Lincolnshire Co-Operative Limited | Stanley Bett House | 15-23 Tentercroft Street | Lincoln | Lincolnshire |  | LN5 7DB | at a point after the settlement sump | at St Johns Road, Spalding | TF2400622163 | TF2398622172 | [54 empty] | 2500 | mg/l | [54 empty] | 1 | l/s | [48 empty] | 11 | pH | 6 | pH | [18 empty] | 1000 | mg/l | [16 empty] | 45 | °C | [8 empty] | 1 | m³/d
SPALDING STW | S01SPDEALWKA1 | Consent | Live | No | TECO-0081-2018 | The Environment Agency | Spalding Office | Stepping Stone Walk | Winfrey Avenue | Spalding | Lincolnshire | PE11 1DA | 26/09/2018 | Used water, having passed through a silt trap, from analysing and testing riverine samples containing preservatives. | The Environment Agency | Horizon House | Deanery Road | Bristol |  |  | BS1 5AH | a chamber rear of premises, right hand side | Stepping Stone Walk, Spalding | TF2451122931 | TF2454822928 | [54 empty] | 2500 | mg/l | [54 empty] | 1 | l/s | [36 empty] | 250 | mg/l | [10 empty] | 10 | pH | 6 | pH | [18 empty] | 1000 | mg/l | [8 empty] | 1000 | mg/l | 1 | mg/l |  |  |  |  | 45 | °C | [8 empty] | 1 | m³/d
SPALDING STW | S01SPDWWFLKA1 | Consent | Live | No | TECO-0095-2018 | Worldwide Fruit Limited | Jazz House | Apple Way, Wardentree Lane | Pinchbeck | Spalding | Lincolnshire | PE11 3BB | 19/11/2018 | Used water from cleaning fruit conveying and packing machines plus floor cleaning. | Worldwide Fruit Limited | Jazz House | Apple Way, Wardentree Lane | Pinchbeck | Spalding | Lincolnshire | PE11 3BB | a point in the battery charging bay | a point prior to Pumping station SDWTSP, Wardentree Lane, Pinchbeck, Spalding | TF2565224893 | TF2538125145 | [54 empty] | 2500 | mg/l | [54 empty] | 1 | l/s | [36 empty] | 250 | mg/l | [10 empty] | 10 | pH | 6 | pH | [18 empty] | 1000 | mg/l | [8 empty] | 1000 | mg/l | [6 empty] | 45 | °C | [8 empty] | 1 | m³/d
SPALDING STW | S01SPALDSPKA | Direction | Live | No | TEDI-0165-2019 | Castle Sports Complex | Albion Street | Spalding | Lincolnshire |  |  | PE11 2AJ | 02/03/2020 | Used water from filtered swimming pool backwash and periodic drain down of pool contents. | Parkwood Leisure Limited | The Stables | Duxbury Park | Duxbury Hall Road | Chorley | Lancashire | PR7 4AT | a point after the filtered backwash | manhole 8002, Forge Close, Pinchbeck Road, Spalding | TF2487923031 | TF2487723079 | [54 empty] | 1000 | mg/l | [10 empty] | 5 | mg/l | [42 empty] | 6 | l/s | [48 empty] | 10 | pH | 6 | pH | [18 empty] | 1000 | mg/l | [16 empty] | 45 | °C | [8 empty] | 20 | m³/d
SPALDING STW | S01SPDCARSKA1 | Consent | Live | No | TECO-0036-2020 | Spalding Car Sales Limited | Unit 11 | Rear 8-9, Cresswell Close | Pinchbeck | Spalding | Lincolnshire | PE11 3TY | 23/03/2020 | Used water, after passage via an interceptor, from the external washing of vehicles only. | Spalding Car Sales Limited | Enterprise Way | Pinchbeck | Spalding | Lincolnshire |  | PE11 3YR | a point after the interceptor | Enterprise Way/Benner Road junction, Spalding | TF2537324820 | TF2544424921 | [54 empty] | 2500 | mg/l | [54 empty] | 1 | l/s | [48 empty] | 11 | pH | 6 | pH | [18 empty] | 1000 | mg/l | [16 empty] | 43.3 | °C | [8 empty] | 1 | m³/d
SPALDING STW | S01SPDWCFLKA2 | Consent | Live | No | TECO-0090-2020 | WCF Chandlers | Stephenson Avenue | Spalding | Lincolnshire |  |  | PE11 3SW | 25/08/2020 | Used water, after passage via an interceptor, from the external washing of vehicles only. | WCF Limited | Crawhall | Brampton | Cumbria |  |  | CA8 1TN | a point after interceptor | Manhole 1400, Stephenson Avenue, Spalding | TF2517724518 | TF2511724570 | [54 empty] | 2500 | mg/l | [54 empty] | 1 | l/s | [48 empty] | 11 | pH | 6 | pH | [18 empty] | 1000 | mg/l | [16 empty] | 43 | °C | [8 empty] | 1 | m³/d
SPALDING STW | S01SPALFORKA1 | Consent | Live | No | TECO-0248-2021 | Ford and Slater Limited | 9 Wardentree Park | Pinchbeck | Spalding | Lincolnshire |  | PE11 3ZN | 24/02/2022 | Used water from the washing of goods vehicles for MOT preparation. | Ford and Slater Limited | Hazel Drive | Narborough Road South | Leicester | Leicestershire |  | LE3 2JG | a point after the Interceptor | Wardentree park | TF2547425175 | TF2539825215 | [54 empty] | 5000 | mg/l | [16 empty] | 2.5 | mg/l | [36 empty] | 1 | l/s | [36 empty] | 250 | mg/l | [10 empty] | 10 | pH | 6 | pH | [18 empty] | 1000 | mg/l | [8 empty] | 1000 | mg/l | [6 empty] | 43 | °C | [8 empty] | 2.5 | m³/d | [14 empty] | 2.5 | mg/l
SPALDING STW | S01SCANIASKA1 | Consent | Live | No | TECO-0032-2022 | Scania Spalding | 5 Wardentree Park | Pinchbeck | Spalding | Lincolnshire |  | PE11 3ZN | 05/05/2022 | Used waters arising from vehicle washing and preparation for MOT inspections of commercial and Heavy Goods Vehicles. | Scania (Great Britain) Ltd | Delaware Drive | Tongwell | Milton Keynes | Buckinghamshire |  | MK15 8HB | sampling chamber located downstream of the existing interceptor | Wardentree Park, Pinchbeck | TF2535425291 | TF2541725268 | [54 empty] | 2500 | mg/l | [54 empty] | 0.3 | l/s | [48 empty] | 11 | pH | 6 | pH | [18 empty] | 1000 | mg/l | [16 empty] | 43 | °C | [8 empty] | 5 | m³/d
SPALDING STW | S01WELLPRIKA1 | Consent | Live | No | TECO-0146-2022 | Bakkavor Estates Ltd | West Marsh Road | Spalding | Lincolnshire |  |  | PE11 2BB | 01/09/2022 | Used waters from the use of and cleaning of the following: i) printing machine damper rollers, ii) plate maker, iii) film processor and iv) utensil sink. | Welland Print Limited | Bank House | Broad Street | Spalding | Lincolnshire |  | PE11 1TB | a point after the printing machine prior to discharging into the public foul sewer | West Marsh Road, Spalding | TF2415023180 | TF2605824802 | [54 empty] | 5000 | mg/l | [16 empty] | 1.5 | mg/l | [36 empty] | 1 | l/s | [36 empty] | 250 | mg/l | [10 empty] | 10 | pH | 6 | pH | [18 empty] | 1000 | mg/l | [8 empty] | 1000 | mg/l | [6 empty] | 43 | °C | [8 empty] | 1 | m³/d
SPALDING STW | S01SPDSIMSKA2 | Consent | Live | No | TECO-0204-2022 | J.O. Sims Limited | Pudding Lane | Pinchbeck | Spalding | Lincolnshire |  | PE11 3TJ | 19/01/2023 | Used water from the cleaning of industrial machinery used in dried fruit production. | J.O. Sims Limited | Pudding Lane | Pinchbeck | Spalding | Lincolnshire |  | PE11 3TJ | a point upstream prior to discharging into the pumping station | Pudding Lane, Pinchbeck | TF2509924926 | TF2503024930 | [54 empty] | 1500 | mg/l | [54 empty] | 0.1 | l/s | [36 empty] | 250 | mg/l | [10 empty] | 10 | pH | 6 | pH | [18 empty] | 1000 | mg/l | [8 empty] | 1000 | mg/l | [6 empty] | 43 | °C | [8 empty] | 1 | m³/d
SPALDING STW | S01SPDSIMSKA3 | Consent | Live | No | TECO-0205-2022 | J.O. Sims Limited | Pudding Lane | Pinchbeck | Spalding | Lincolnshire |  | PE11 3TJ | 19/01/2023 | Used water from the washing of fruit and cleaning of industrial machinery used in dried fruit production. | J.O. Sims Limited | Pudding Lane | Pinchbeck | Spalding | Lincolnshire |  | PE11 3TJ | a point prior to discharge into the pumping station | Pudding Lane, Pinchbeck | TF2505824920 | TF2503024930 | [54 empty] | 1500 | mg/l | [54 empty] | 0.1 | l/s | [36 empty] | 250 | mg/l | [10 empty] | 10 | pH | 6 | pH | [18 empty] | 1000 | mg/l | [8 empty] | 1000 | mg/l | [6 empty] | 43 | °C | [8 empty] | 12 | m³/d
SPALDING STW | S01SPDSIMSKA | Consent | Live | No | TECO-0206-2022 | J.O. Sims Limited | Pudding Lane | Pinchbeck | Spalding | Lincolnshire |  | PE11 3TJ | 19/01/2023 | Used water from the cleaning of industrial machinery from the allergen production area. | J.O. Sims Limited | Pudding Lane | Pinchbeck | Spalding | Lincolnshire |  | PE11 3TJ | a point prior to discharge into the pumping station | Pudding Lane, Pinchbeck | TF2503424930 | TF2503024930 | [54 empty] | 1500 | mg/l | [54 empty] | 0.1 | l/s | [36 empty] | 250 | mg/l | [10 empty] | 10 | pH | 6 | pH | [18 empty] | 500 | mg/l | [8 empty] | 1000 | mg/l | [6 empty] | 43 | °C | [8 empty] | 1 | m³/d
SPALDING STW | S01SPDSIMSKA1 | Direction | Live | No | TEDI-0317-2022 | J. O. Sims Limited | Pudding Lane | Pinchbeck | Spalding | Lincolnshire |  | PE11 3TJ | 20/03/2023 | Used water from cleaning of fruit, packaging machinery and equipment, floor cleaning plus laundering of workwear. | J. O. Sims Limited | Pudding Lane | Pinchbeck | Spalding | Lincolnshire |  | PE11 3TJ | the packing area drainage point | Pudding Lane, Pinchbeck, Spalding | TF2503024921 | TF2508024877 | [54 empty] | 1500 | mg/l | [54 empty] | 0.1 | l/s | [36 empty] | 250 | mg/l | [10 empty] | 10 | pH | 6 | pH | [18 empty] | 1000 | mg/l | [8 empty] | 1000 | mg/l | [6 empty] | 43 | °C | [8 empty] | 12 | m³/d
SPALDING STW | S01HILSDNPKA | Direction | Live | No | TEDI-0120-2023 | Greencore Food To Go Ltd - Spalding | Wardentree Lane | Pinchbeck | Spalding |  |  | PE11 3UY | 13/09/2023 | Used water having passed through a DAF plant comprising of the following: i) Clean -In Place sanitising and process water from washing and preparing vegetables and salads, ii) boiler blowdown. | Greencore Food to Go Limited | Greencore Manton Wood | Retford Road | Manton Wood Enterprise Park | Worksop, England |  | S80 2RS | a point after the DAF unit | Pinchbeck Intermediate Pumping Station wet well | TF2527025380 | TF2532225427 | [54 empty] | 5000 | mg/l | [54 empty] | 14 | l/s | [36 empty] | 250 | mg/l | [10 empty] | 10 | pH | 6 | pH | [18 empty] | 1000 | mg/l | [10 empty] | 1 | mg/l |  |  |  |  | 43 | °C | [8 empty] | 680 | m³/d
SPALDING STW | S01TRAYWSHKA2 | Consent | Live | No | TECO-0253-2023 | Logtek Limited | Stapleton Way | Enterprise Park | Pinchbeck | Spalding | Lincolnshire | PE11 3YQ | 24/10/2023 | Used water arising from the washing of trays. | Logtek Limited | Building 4, 7 Ridgeway | Quinton Business Park | Birmingham |  |  | B32 1AF | the second manhole in the run, to the north of the building | Stapleton Way | TF2489624472 | TF2494124486 | [54 empty] | 1000 | mg/l | [54 empty] | 2 | l/s | [36 empty] | 250 | mg/l | [10 empty] | 10 | pH | 6 | pH | [18 empty] | 1000 | mg/l | [16 empty] | 43 | °C | [8 empty] | 20 | m³/d
SPALDING STW | S01ELSOMS KA | Direction | Live | No | TEDI-0009-2024 | Elsoms Seeds Limited | Pinchbeck Road | Spalding | Lincolnshire |  |  | PE11 1QG | 26/04/2024 | Used water arising from the following (i) steeping and washing of seeds and produce (ii) washing of laboratory equipment (iii) washing of vehicles having passed through an interceptor. | Elsoms Seeds Limited | Pinchbeck Road | Spalding | Lincolnshire | England |  | PE11 1QG | the site's effluent pumping chamber | a point prior to manhole 6501, Pinchbeck Road, Spalding | TF2472323732 | TF2466423638 | [54 empty] | 1500 | mg/l | [40 empty] | 400 | µg/l | [12 empty] | 1 | l/s | [48 empty] | 10 | pH | 6 | pH | [18 empty] | 500 | mg/l | [16 empty] | 43 | °C | [8 empty] | 10 | m³/d
SPALDING STW | S01SPDCOLDKA1 | Consent | Live | No | TECO-0078-2024 | Spalding Coldstore Ltd | West Marsh Road | Spalding | Lincolnshire |  |  | PE11 2BB | 16/05/2024 | Cooling tower bleed from refrigeration and freezer storage. | Spalding Coldstore 2 Ltd | Chiltern House | Shrewsbury Avenue | Peterborough | England |  | PE2 7LB | a location prior to entry into the public foul sewer | West Marsh Road, Spalding | TF2574424123 | TF2580124086 | [54 empty] | 2000 | mg/l | [54 empty] | 0.5 | l/s | [48 empty] | 10 | pH | 6 | pH | [18 empty] | 1000 | mg/l | [16 empty] | 43 | °C | [8 empty] | 25 | m³/d
SPALDING STW | S01TEM0164KA1 | Consent | Live | No | TECO-0104-2024 | Tulip Academy | Waterside Campus, Neville Avenue | Spalding | Lincolnshire |  |  | PE11 2EH | 16/06/2024 | Used water from excavation having passed through a settlement tank, and treated cementitious water, only to be discharged during the period from 16 June 2024 to 16 December 2024 inclusive. | Tilbury Douglas Construction Ltd | 30-40 Eastcheap | London |  |  |  | EC3M 1HD | the settlement tank | Neville Avenue, Spalding, MH 6602 | TF2574122673 | TF2574122673 | [54 empty] | 2500 | mg/l | [54 empty] | 1 | l/s | [48 empty] | 10 | pH | 6 | pH | [18 empty] | 1000 | mg/l | [16 empty] | 43 | °C | [8 empty] | 1 | m³/d
SPALDING STW | S01GI WMR KA | Direction | Live | No | TEDI-0097-2024 | Bakkavor Foods Limited | West Marsh Road | Spalding | Lincolnshire |  |  | PE11 2BB | 05/08/2024 | Used water, having passed through a pre-treatment plant, derived from the following:- i) Clean in place and general cleaning from the manufacture of soup, sauces, salad, dips & dressings, ii) Cleaning and rinsing of laboratory equipment & utensils, iii) Cleaning and rinsing of R&D kitchen equipment & utensils, iv) boiler blowdown, v) Softener backwash. | Bakkavor Foods Limited | Fitzroy Place 5th Floor | 8 Mortimer Street | London |  |  | W1T 3JJ | the chamber outside plant building, prior to discharge to the public foul sewer. | West Marsh Road, Spalding | TF2531023960 | TF2576024000 | [54 empty] | 3000 | mg/l | [54 empty] | 30 | l/s | [36 empty] | 250 | mg/l | [10 empty] | 10 | pH | 6 | pH | [18 empty] | 1000 | mg/l | [16 empty] | 43 | °C | [8 empty] | 2000 | m³/d
SPALDING STW | S01HARGRABKA1 | Direction | Live | No | TEDI-0098-2024 | Woodhead Brothers Meat Company | Brunel Road, Enterprise Way | Pinchbeck, Spalding | Lincolnshire |  |  | PE11 3YY | 08/10/2024 | Treated used waters from slaughtering and butchering of livestock, plus cleansing of vehicles, lairage and hygiene washing of the factory. | Neerock Limited | Hilmore House, Gain Lane | Bradford | West Yorkshire |  |  | BD3 7DL | the point of discharge from the trade effluent treatment plant | Brunel Road, Spalding | TF2531024570 | TF2535024650 | [54 empty] | 2200 | mg/l | [54 empty] | 12 | l/s | [48 empty] | 10 | pH | 6 | pH | [18 empty] | 500 | mg/l | [10 empty] | 1 | mg/l |  |  |  |  | 43 | °C | [8 empty] | 1000 | m³/d
SPALDING STW | S01SPAFIREKA1 | Consent | Live | No | TECO-0064-2024 | Spalding Fire Station | West Elloe Road | Spalding |  |  |  | PE11 2BH | 09/05/2024 | Used waters arising from firefighter training exercises involving the use of foam (Lincolnshire Fire & Rescue shall provide at least seven days notice to AW of intention to make a discharge). | Lincolnshire Fire & Rescue | Fire & Police Headquarters | Deepdale Lane, Nettleham | Lincoln | Lincolnshire |  | LN2 2LT | the manhole at the front of fire station | West Elloe Road | TF2505123414 | TF2511323432 | [54 empty] | 2500 | mg/l | [54 empty] | 1 | l/s | [48 empty] | 10 | pH | 6 | pH | [18 empty] | 1000 | mg/l | [16 empty] | 43 | °C | [8 empty] | 2.5 | m³/d
SPALDING STW | S01SPDHWRCKA1 | Direction | Live | No | TEDI-0099-2024 | Spalding Household Waste Recycling Centre | West Marsh Road | Spalding | Lincolnshire |  |  | PE11 2BB | 05/08/2024 | Contaminated surface water having passed through an interceptor. | Lincolnshire County Council | County Offices | Newland | Lincoln |  |  | LN1 1YL | a point after the interceptor | manhole 1901, West Marsh Road, Spalding | TF2610924954 | TF2609924996 | [54 empty] | 3000 | mg/l | [54 empty] | 1 | l/s | [48 empty] | 10 | pH | 6 | pH | [18 empty] | 1000 | mg/l | [8 empty] | 1000 | mg/l | [6 empty] | 43 | °C | [8 empty] | 87 | m³/d
SPALDING STW | S01ADAM ABKA | Direction | Live | No | TEDI-0046-2025 | Pilgrims Europe | Fulney Lane | Spalding |  |  |  | PE12 6EP | 24/06/2025 | Treated used water from the following processes and production areas: (i) abattoir, (ii) butchery, (iii) lairage, (iv) vehicle wash bay, (v) boiler blowdown, (vi) softener backwash, (vii) air compressor condensate, (viii) contaminated surface water, and (ix) hygiene wash down waters from third party manufacturing of bakery products. | Pilgrims Pride Limited | Seton House, Warwick Technology Park | Gallows Hill, | Warwick |  |  | CV34 6DA | a point after the effluent treatment plant and prior to entry into the public foul sewer | the junction of Holbeach Road and Camel Gate Junction, Spalding | TF2640023800 | TF2640023800 | [24 empty] | 420 | mg/l | [28 empty] | 3000 | mg/l | [54 empty] | 8.3 | l/s | [36 empty] | 200 | mg/l | [10 empty] | 10 | pH | 6 | pH | [18 empty] | 1000 | mg/l | [8 empty] | 1000 | mg/l | 1 | mg/l |  |  |  |  | 43 | °C | [8 empty] | 720 | m³/d
SPALDING STW | S01TEM0223KA1 | Consent | Live | No | TECO-0161-2025 | Willmott Dixon | Castle Sports Complex | 37 Albion Street | Spalding | Lincolnshire |  | PE11 2AJ | 26/09/2025 | Used water arising from the dewatering of excavations, concrete washout, and wheel washing, after pH correction and passage through a silt sock, only to be discharged during the period from 01 October 2025 to 31 March 2026 inclusive. | Wilmott Dixon Construction Limited | Suite 201, The Spirella Building | Bridge Road | Letchworth Garden City | Hertfordshire |  | SG6 4ET | a suitable point after the silt sock prior to discharge to the public foul sewer | The Green, Spalding, MH 0903 | TF2505023123 | TF2503522982 | [54 empty] | 1000 | mg/l | [54 empty] | 1 | l/s | [48 empty] | 10 | pH | 6 | pH | [18 empty] | 500 | mg/l | [16 empty] | 43 | °C | [8 empty] | 86 | m³/d
SPALDING STW | S01SPCOACHKA1 | Consent | Live | No | TECO-0136-2025 | Stagecoach | Land off Wardentree Park, Pinchbeck | Spalding | Lincolnshire |  |  | PE11 3ZN | 30/07/2025 | Used water, after passage via an interceptor, from the external washing of vehicles only. | Lincolnshire Road Car Company Limited T/A Stagecoach | One Stockport Exchange | 20 Railway Road, | Stockport, | Cheshire |  | SK1 3SW | the manhole downstream of the silt separator, prior to discharge to the public foul sewer. | Wardentree Park, Pinchbeck, Spalding, MH 4400 | TF2548625421 | TF2546725413 | [54 empty] | 2500 | mg/l | [54 empty] | 1.5 | l/s | [48 empty] | 11 | pH | 6 | pH | [18 empty] | 1000 | mg/l | [16 empty] | 43 | °C | [8 empty] | 15 | m³/d
SPALDING STW | S01SPAFORDKA1 | Consent | Live | No | TECO-0149-2025 | T.C Harrison Ford Spalding | Unit 11, Elsoms Way, Pinchbeck | Spalding | Lincolnshire |  |  | PE11 3JG | 05/08/2025 | Used water, after passage via an interceptor, from the external washing of vehicles only. | T.C Harrison Group Limited T/A T.C. Harrison Ford | Milford House, Mill Street | Bakewell | Derbyshire |  |  | DE45 1HH | the manhole in the car park prior to discharge to public foul sewer | Elsoms Way, Pinchbeck, Spalding, MH 9501 | TF2585925569 | TF2588025621 | [54 empty] | 2500 | mg/l | [54 empty] | 0.33 | l/s | [48 empty] | 11 | pH | 6 | pH | [18 empty] | 1000 | mg/l | [16 empty] | 43 | °C | [8 empty] | 2 | m³/d
SPILSBY STW | S01SPIRMSOKA1 | Consent | Live | No | ACZ 437 | Spilsby Delivery Office | Post Office Lane | Spilsby | Lincolnshire |  |  | PE23 5LH | 20/01/2016 | Used water after passage via an interceptor, from the external washing of vehicles only using a jet wash facility. | Royal Mail Group Limited | 100 Victoria Embankment | London |  |  |  | EC4Y 0HQ | at a point after the interceptor | at the manhole rear of the property, (Red Line), Queens Street, Spilsby | TF4039066151 | TF4036766167 | [54 empty] | 2500 | mg/l | [54 empty] | 1 | l/s | [48 empty] | 11 | pH | 6 | pH | [18 empty] | 1000 | mg/l | [16 empty] | 45 | °C | [8 empty] | 1 | m³/d
SPILSBY STW | S01SPIBULLKA1 | Consent | Live | No | TECO-0005-2021 | Bullet Engineering Limited | 9 Vale Road Industrial Estate | Spilsby | Lincolnshire |  |  | PE23 5HE | 14/01/2021 | Used water having passed through a filtering tank with pH correction from the following processes: (i) Phosphating and cleaning tanks, (ii) spray booth collection trough. | Bullet Engineering Limited | 9 Vale Road Industrial Estate | Spilsby | Lincolnshire |  |  | PE23 5HE | a point after the filter tank | Manhole 0601, Vale Road, Spilsby | TF4009165594 | TF4009665623 | [54 empty] | 10000 | mg/l | [54 empty] | 1 | l/s | [36 empty] | 250 | mg/l | [10 empty] | 10 | pH | 6 | pH | [18 empty] | 1000 | mg/l | [8 empty] | 1000 | mg/l | [6 empty] | 43 | °C | [8 empty] | 2 | m³/d
SPILSBY STW | S01SPICSALKA1 | Consent | Live | No | TECO-0225-2021 | Countryside Art Limited | Vale Road Industrial Estate | Spilsby | Lincolnshire |  |  | PE23 5HE | 15/02/2022 | Used water from cleaning textile printing equipment. | Countryside Art Limited | Vale Court, Vale Industrial Estate, | Spilsby | Lincolnshire |  |  | PE23 5HE | the internal drain inside the premises | Vale Road | TF4035665565 | TF4031565567 | [54 empty] | 10000 | mg/l | [54 empty] | 1 | l/s | [48 empty] | 10 | pH | 6 | pH | [18 empty] | 1000 | mg/l | [16 empty] | 43 | °C | [8 empty] | 0.3 | m³/d
SPILSBY STW | S01MCHATELKA | Direction | Live | No | TEDI-0275-2022 | Moschatel Limited | Vale Road | Spilsby | Lincolnshire |  |  | PE23 5HE | 09/01/2023 | Used waters from the cleaning of screen printing stencils after settlement. | Moschatel Limited | Vale Road | Spilsby | Lincolnshire |  |  | PE23 5HE | manhole opposite the rear door of the stencil room | MH 1801, Vale Road, Spilsby | TF4009865759 | TF4014465806 | [54 empty] | 15000 | mg/l | [54 empty] | 1 | l/s | [36 empty] | 250 | mg/l | [10 empty] | 10 | pH | 6 | pH | [14 empty] | 2 | mg/l |  |  | 2000 | mg/l | [16 empty] | 43 | °C | [8 empty] | 5 | m³/d
SPILSBY STW | S01SPIWPDLKA1 | Direction | Live | No | TEDI-0003-2023 | National Grid Electricity Distribution Spilsby | Spilsby Depot | Vale Road Industrial Estate | Spilsby | Lincolnshire |  | PE23 5HE | 17/03/2023 | Used water from the external hand and jet washing of vehicles, having passed through an interceptor. | National Grid Electricity Distribution (East Midlands) PLC | Avonbank | Feeder Road | Bristol |  |  | BS2 0TB | a point after the interceptor, prior to discharging to the public foul sewer | manhole 3501 Vale Road Industrial Estate | TF4026065531 | TF4031565568 | [54 empty] | 2500 | mg/l | [54 empty] | 1 | l/s | [36 empty] | 250 | mg/l | [10 empty] | 11 | pH | 6 | pH | [18 empty] | 1000 | mg/l | [8 empty] | 1000 | mg/l | [6 empty] | 45 | °C | [8 empty] | 1 | m³/d
SPILSBY STW | S01NDC80DEKA | Direction | Live | No | TEDI-0085-2023 | A E Dennett & Son Limited | 24 - 26 Boston Road | Spilsby | Lincolnshire |  |  | PE23 5HG | 23/10/2023 | Used water from the following: (i) sanitising and rinsing a pasteuriser and ice cream maker, (ii) cooling water, (iii) floor & utensil cleaning. | A E Dennett & Son Limited | 28 Boston Road | Spilsby | Lincolnshire |  |  | PE23 5HG | a point prior to discharging to the public foul sewer | Boston Road, Spilsby | TF3990065800 | TF3990065800 | [54 empty] | 25000 | mg/l | [54 empty] | 0.3 | l/s | [36 empty] | 250 | mg/l | [10 empty] | 10 | pH | 6 | pH | [18 empty] | 5000 | mg/l | [16 empty] | 43 | °C | [8 empty] | 6 | m³/d
SPILSBY STW | S01COUNTRYKA | Direction | Live | No | TEDI-0087-2024 | Countryside Art Limited | Vale Court, Vale Industrial Estate | Spilsby | Lincolnshire |  |  | PE23 5HE | 30/07/2024 | Used water comprising screen wash waters associated with the use of water-based inks and photographic processing. | Countryside Art Limited | Vale Court, Vale Industrial Estate | Spilsby | Lincolnshire |  |  | PE23 5HE | the internal drain inside of the premises | Vale Road, Spilsby | TF4028065630 | TF4025065640 | [54 empty] | 4600 | mg/l | [54 empty] | 1 | l/s | [36 empty] | 250 | mg/l | [10 empty] | 10 | pH | 6 | pH | [18 empty] | 1000 | mg/l | [16 empty] | 43 | °C | [8 empty] | 6 | m³/d | [14 empty] | 2.5 | mg/l
SPILSBY STW | S01NCB17 KA | Direction | Live | No | TEDI-0088-2024 | J & A (International) Limited | Insignia House, Vale Road | Spilsby | Lincolnshire |  |  | PE23 5HE | 30/07/2024 | Treated used water from silk-screen printing, processing and degreasing silk screens. | J & A (International) Limited | Insignia House, Vale Road | Spilsby | Lincolnshire |  |  | PE23 5HE | the tap on side of new internal treatment | Vale Road, Spilsby | TF4016065650 | TF4016065650 | [54 empty] | 8700 | mg/l | [54 empty] | 1 | l/s | [48 empty] | 10 | pH | 6 | pH | [18 empty] | 1000 | mg/l | [16 empty] | 43 | °C | [8 empty] | 8 | m³/d
SPILSBY STW | S01SPIJAILKA1 | Direction | Live | No | TEDI-0162-2025 | J & A (International) Limited | Insignia House | Vale Road | Spilsby | Lincolnshire |  | PE23 5HE | 22/12/2025 | Used water from the laundering of domestic items only. | J & A (International) Limited | Insignia House | Vale Road | Spilsby | Lincolnshire |  | PE23 5HE | the point prior to the public foul sewer | Vale Road, Spilsby | TF4019465644 | TF4025465678 | [54 empty] | 2000 | mg/l | [54 empty] | 0.5 | l/s | [48 empty] | 11 | pH | 6 | pH | [18 empty] | 1000 | mg/l | [16 empty] | 43 | °C | [8 empty] | 0.4 | m³/d
ST IVES STW | S01DALROD KA0 | Consent | Live | No | ACV 150 | Dalrod Cambridgeshire | 2-4 Venture Court | Edison Road | St Ives | Cambridgeshire |  | PE27 3JX | 28/09/2010 | Wastewater from external washing of vehicles, after passage through silt trap & petrol interceptors. | Pollard Services (2001) Limited | 2 Venture Court | Edison Road | St Ives | Cambridgeshire |  | PE27 7JX | at a point after the petrol interceptor, prior to discharging to the public foul sewer | at Edison Road, St Ives | TL3202072970 | TL3202072990 | [54 empty] | 2000 | mg/l | [54 empty] | 2 | l/s | [36 empty] | 250 | mg/l | [10 empty] | 11 | pH | 6 | pH | [18 empty] | 1000 | mg/l | [8 empty] | 1000 | mg/l | [6 empty] | 45 | °C | [8 empty] | 2.5 | m³/d
ST IVES STW | S0120HSSSIKA1 | Consent | Live | No | ACZ 754 | HSS Hire Service Group Ltd | 31 Burrel Road | St Ives | Cambs |  |  | PE27 3LE | 22/11/2017 | Used water generated from the washing of tools and equipment. | HSS Hire Service Group Limited | Oakland House | Talbot Road | Old Trafford | Manchester |  | M16 0PQ | at a point immediately after the wash bay, prior to discharging into the foul sewer | at Caxton Road | TL3197772659 | TL3191172658 | [54 empty] | 2500 | mg/l | [54 empty] | 0.13 | l/s | [48 empty] | 11 | pH | 6 | pH | [18 empty] | 1000 | mg/l | [16 empty] | 45 | °C | [8 empty] | 1.5 | m³/d
ST IVES STW | S01STILEWIKA1 | Consent | Live | No | ACW 17 | St Ives Vehicle Sales | 1 Houghton Road | St Ives | Cambridgeshire |  |  | PE27 6RG | 21/07/2011 | Wasewaters arising from the external washing of vehicles | David Edwin Lewis | 1 Houghton Road | St Ives | Cambridgeshire |  |  | PE27 6RG | at a point after the interceptor and prior to discharging to the public foul sewer | at Houghton Road, St Ives | TL3101072240 | TL3101072240 | [54 empty] | 2500 | mg/l | [54 empty] | 1 | l/s | [36 empty] | 250 | mg/l | [10 empty] | 11 | pH | 6 | pH | [18 empty] | 1000 | mg/l | [8 empty] | 1000 | mg/l | [6 empty] | 45 | °C | [8 empty] | 2 | m³/d
ST IVES STW | S01MVETSTIKA | Consent | Live | No | ACU 126 | Medivet Veterinary Clinic | 7 Station Road | St. Ives | Huntingdon | Cambridgeshire |  | PE27 5BH | 06/11/2009 | Wastewater, after passage via a silver recovery process, from X-ray developer. | Medivet Group Limited | Marble Arch House | 66-68 Seymour Street | London |  |  | W1H 5AF | in the dark room | at Station Road | TL3160071120 | TL3162071090 | [54 empty] | 3000 | mg/l | [54 empty] | 1 | l/s | [36 empty] | 250 | mg/l | [10 empty] | 10 | pH | 6 | pH | [14 empty] | 2 | mg/l |  |  | 250 | mg/l | [8 empty] | 3500 | mg/l | [6 empty] | 45 | °C | [8 empty] | 1 | m³/d
ST IVES STW | S0120LINXPKA | Direction | Live | No | ADU 389 | Linx Printing Technologies Limited | 33 Edison Road | St Ives | Huntingdon | Cambridgeshire |  | PE27 3LF | 01/02/2010 | Discharge from oil/water separator fitted to an air compressor | Linx Printing Technologies Limited | Burrel Road | St Ives | Huntingdon | Cambridgshire |  | PE27 3LA | at a point prior to discharging to the public foul sewer | Edison Road, St Ives | TL3200073100 | TL3208073150 | [54 empty] | 1000 | mg/l | [54 empty] | 1 | l/s | [36 empty] | 250 | mg/l | [10 empty] | 10 | pH | 6 | pH | [18 empty] | 500 | mg/l | [8 empty] | 1000 | mg/l | [6 empty] | 45 | °C | [8 empty] | 0.1 | m³/d
ST IVES STW | S0120ELY KA | Direction | Live | No | ADT 280 | Wash & Dry Shop | 42 The Broadway | St. Ives | Huntingdon | Cambridgeshire |  | PE27 5BN | 01/01/2009 | Wastewaters from the laundering of clothing. | The Occupier | Wash & Dry Shop | 42 The Broadway | St. Ives | Huntingdon | Cambridgeshire | PE27 5BN | at a point prior to discharge into the public foul sewer | at The Broadway | TL3117071430 | TL3118071420 | [54 empty] | 2000 | mg/l | [54 empty] | 2 | m³/hr | [36 empty] | 100 | mg/l | [10 empty] | 11 | pH | 6 | pH | [18 empty] | 500 | mg/l | [8 empty] | 1000 | mg/l | [6 empty] | 45 | °C | [8 empty] | 20 | m³/d
ST IVES STW | S01TELOMANKA | Direction | Live | No | ADU 388 | Teloman Products Limited | Unit 3 | Harding Way | St Ives | Cambridgeshire |  | PE27 3WR | 01/02/2010 | Wastewater from machine washdown, and from the external washing of vehicle only. | Teloman Products Limited | Unit 3 | Harding Way | St Ives | Cambridgeshire |  | PE27 3WR | at a point prior to discharging to the public foul sewer | at Harding Way, St Ives | TL3201072430 | TL3200072400 | [54 empty] | 15000 | mg/l | [16 empty] | 3 | mg/l | [36 empty] | 1 | m³/hr | [36 empty] | 250 | mg/l | [10 empty] | 11 | pH | 6 | pH | [18 empty] | 1000 | mg/l | [8 empty] | 1000 | mg/l | [6 empty] | 45 | °C | [8 empty] | 1 | m³/d | [14 empty] | 5 | mg/l
ST IVES STW | S01WEBTEC KA1 | Direction | Live | No | ADV 165 | Webtec Products Limited | Nuffield Road | St. Ives | Cambridgeshire |  |  | PE27 3LZ | 01/01/2011 | Wastewaters from floor washing and cooling water from heat exchangers. | Webtec Products Limited | Nuffield Road | St. Ives | Cambridgeshire |  |  | PE27 3LZ | at the manhole in the car park to the rear of the building | at Nuffield Road, St. Ives | TL3202072680 | TL3204072640 | [54 empty] | 3000 | mg/l | [54 empty] | 1 | l/s | [36 empty] | 250 | mg/l | [10 empty] | 10 | pH | 6 | pH | [18 empty] | 1500 | mg/l | [8 empty] | 1000 | mg/l | [6 empty] | 45 | °C | [8 empty] | 1 | m³/d | [14 empty] | 5 | mg/l
ST IVES STW | S0120MJAMOKA1 | Direction | Live | No | ADW 304 | The Welch Group | Unit 11 | Harding Way | St.Ives | Cambridgeshire |  | PE27 3WR | 01/05/2012 | Wastewater from washing of vehicles and plant. | Welch Group Garages Limited | 8 Granta Terrace | Stapleford | Cambridge |  |  | CB22 5DL | at the inspection chamber after the vehicle wash, prior to discharge to the public foul sewer | at Somersham Road, St Ives | TL3194072430 | TL3213072370 | [54 empty] | 2500 | mg/l | [54 empty] | 2 | l/s | [36 empty] | 250 | mg/l | [10 empty] | 11 | pH | 6 | pH | [18 empty] | 1000 | mg/l | [8 empty] | 1000 | mg/l | [6 empty] | 45 | °C | [8 empty] | 1 | m³/d
ST IVES STW | S0120DSMITKA | Consent | Live | No | ACQ 168 | David S Smith St. Ives Limited | Marley Road | St. Ives | Cambridgeshire |  |  | PE27 3EX | 12/12/2005 | Wastewater from vehicle washing. | David S Smith St. Ives Limited | Marley Road | St. Ives | Cambridgeshire |  |  | PE27 3EX | at a point prior to discharge into the public foul sewer | at the inlet of St. Ives wastewater treatment works | TL3181073310 | TL3181073310 | [54 empty] | 1500 | mg/l | [54 empty] | 1 | m³/hr | [36 empty] | 100 | mg/l | [10 empty] | 10 | pH | 6 | pH | [18 empty] | 800 | mg/l | [8 empty] | 1000 | mg/l | [6 empty] | 45 | °C | [8 empty] | 1 | m³/d
ST IVES STW | S0120BEAMGKA1 | Consent | Live | No | ACY 209 | Beamglow Limited | Somersham Road | St Ives | Huntingdon | Cambridgeshire |  | PE27 3LP | 03/03/2014 | Used water arising from external vehicle washing only. | Beamglow Limited | Somersham Road | St Ives | Huntingdon | Cambridgeshire |  | PE27 3LP | at the vehicle wash gulley pot, prior to discharging to the public foul sewer | at Somersham Road, St Ives | TL3208072540 | TL3217072530 | [54 empty] | 2500 | mg/l | [54 empty] | 0.04 | l/s | [36 empty] | 250 | mg/l | [10 empty] | 11 | pH | 6 | pH | [18 empty] | 1000 | mg/l | [8 empty] | 1000 | mg/l | [6 empty] | 45 | °C | [8 empty] | 0.5 | m³/d
ST IVES STW | S01STIPOOLKA | Direction | Live | No | ADU 481 | One Leisure St Ivo Recreation Centre | Westwood Road | St.Ives | Cambridgeshire |  |  | PE27 6WU | 01/04/2010 | Wastewater from pool emptying and filter backwashing. | Huntingdon District Council | Pathfinder House | St Mary's Street | Huntingdon | Cambridgeshire |  | PE29 3TN | at a point prior to discharging to the public foul sewer | at Westwood Road, St Ives | TL3064071960 | TL3079071900 | [54 empty] | 500 | mg/l | [10 empty] | 5 | mg/l | [42 empty] | 5 | m³/hr | [36 empty] | 250 | mg/l | [10 empty] | 10 | pH | 6 | pH | [18 empty] | 500 | mg/l | [8 empty] | 1000 | mg/l | [6 empty] | 45 | °C | [8 empty] | 15 | m³/d
ST IVES STW | S0120CBSGRKA2 | Consent | Live | No | TECO-0032-2021 | Chamberlain Bennett and Sons Ltd | Unit 5 | Venture Court | Edison Road | St Ives |  | PE27 3JX | 16/02/2021 | Screened used water from the cleaning of wheelie bins (by a high pressure wash). | Chamberlain Bennett and Sons Ltd | Unit 5 | Venture Court | Edison Road | St Ives |  | PE27 3JX | the manhole outside the building where the effluent is directly discharged | Edison Road, St Ives | TL3203273004 | TL3208972993 | [54 empty] | 1000 | mg/l | [54 empty] | 0.5 | l/s | [48 empty] | 10 | pH | 6 | pH | [18 empty] | 2000 | mg/l | [16 empty] | 43 | °C | [8 empty] | 1 | m³/d
ST IVES STW | S0120LINXPKA1 | Consent | Live | No | TECO-0180-2023 | Linx Printing Technologies Limited | Linx House | 8 Stocks Bridge Way | Compass Point Business Park | St Ives | Cambridgeshire | PE27 5JL | 21/08/2023 | Used water arising from the cleaning of newly manufactured printer parts using deionised water only. | Linx Printing Technologies Limited | Linx House | 8 Stocks Bridge Way | Compass Point Business Park | St Ives | Cambridgeshire | PE27 5JL | a manhole at the rear of the building prior to the effluent being discharged to the public foul sewer | Stocks Bridge Way, St Ives | TL3242672225 | TL3242372222 | [54 empty] | 1000 | mg/l | [54 empty] | 0.1 | l/s | [48 empty] | 10 | pH | 6 | pH | [18 empty] | 500 | mg/l | [16 empty] | 43 | °C | [8 empty] | 0.004 | m³/d
ST IVES STW | S0120HIGHAKA1 | Consent | Live | No | TECO-0019-2026 | Highland's of Royston Limited | St Ives Service Station | 103 Needingworth Road | St Ives | Cambridgeshire |  | PE27 5WN | 11/03/2026 | Used water, after passage via an interceptor, from the external washing of vehicles only. | Highland's of Royston Limited | 2 How Park | Houghton Road | St Ives | Cambridgeshire |  | PE27 6AJ | the final chamber of the 3 stage interceptor after the car wash prior to the effluent entering the public foul sewer | Somersham Road, St Ives | TL3209072209 | TL3211872209 | [54 empty] | 2500 | mg/l | [54 empty] | 1 | l/s | [48 empty] | 11 | pH | 6 | pH | [18 empty] | 1000 | mg/l | [16 empty] | 43 | °C | [8 empty] | 1.14 | m³/d
ST NEOTS STW | S01801LIFEKA1 | Consent | Live | No | ACZ 287 | Wyboston Lakes Health & Leisure Club | Wyboston Lakes | Great North Road | Wyboston | Bedfordshire |  | MK44 3AL | 24/07/2015 | Used water from the filter backwashing process and periodic drain down of pool contents. | 1 Life Management Solutions Limited | LDH House, St Ives Business Park | Parsons Green | St Ives | Cambrdgeshire |  | PE27 4AA | at the discharge pipe from plant room | at A428 enterance to Wyboston Leisure Complex | Tl1671357366 | TL1646756921 | [54 empty] | 1000 | mg/l | [10 empty] | 5 | mg/l | [42 empty] | 0.4 | l/s | [48 empty] | 10 | pH | 6 | pH | [18 empty] | 1000 | mg/l | [16 empty] | 45 | °C | [8 empty] | 0.95 | m³/d
ST NEOTS STW | S01MARSHALKA1 | Consent | Live | No | ACZ 251 | Marshall of St Neots (Peugeot) | Alington Road Industrial Estate | Little Barford | St Neots | Cambridgeshire |  | PE19 6YH | 08/04/2015 | Used waters from the external washing of vehicles. | Marshall Motor Group Limited | Airport House | The Airport | Cambridge |  |  | CB5 8RY | at a suitable point, prior to discharge to the public foul sewer | at Manhole 4051, Alington Road | TL1843558093 | TL1844258083 | [54 empty] | 2500 | mg/l | [54 empty] | 0.2 | l/s | [48 empty] | 11 | pH | 6 | pH | [18 empty] | 1000 | mg/l | [16 empty] | 45 | °C | [8 empty] | 1.2 | m³/d
ST NEOTS STW | S01ABEDACIKA | Consent | Live | No | ACX 110 | Daci Car Wash Limited | Tesco Store - St. Neots Superstore | Barford Road | St. Neots | Cambridgeshire |  | PE19 2SA | 19/10/2012 | Wastewater arising from the external washing of vehicles only. | Daci Car Wash Limited | 24 Sackville Close | Cambridge |  |  |  | CB4 2ST | at the foul water sewer in the wash bay | at Barford Road, St. Neots | TL1847059100 | TL1857055920 | [54 empty] | 2500 | mg/l | [54 empty] | 0.5 | m³/hr | [36 empty] | 250 | mg/l | [10 empty] | 11 | pH | 6 | pH | [18 empty] | 1000 | mg/l | [8 empty] | 1000 | mg/l | [6 empty] | 45 | °C | [8 empty] | 1 | m³/d
ST NEOTS STW | S0180ARCWAKA1 | Consent | Live | No | ACR 195 | ARC Car Wash | Colmworth Business Park | Great North Road | Eaton Socon | St. Neots |  | PE19 8YH | 20/11/2006 | Washwaters emanating from automatic external washing of motor vehicles. | Anduff Car Wash Limited | 35-37 Amersham Hill | High Wycombe | Buckinghamshire |  |  | HP13 6NU | at the sample point chamber located next to the re-circ tank | at Great North Road, Eaton Socon | TL1695058270 | TL1695058270 | [54 empty] | 2000 | mg/l | [54 empty] | 2.5 | m³/hr | [36 empty] | 250 | mg/l | [10 empty] | 11 | pH | 6 | pH | [18 empty] | 1000 | mg/l | [8 empty] | 1000 | mg/l | [6 empty] | 45 | °C | [8 empty] | 20 | m³/d
ST NEOTS STW | S0180LELYLKA | Direction | Live | No | ADT 252 | Lely (UK) Llimited | 1 Station Road | St Neots | Cambridgeshire |  |  | PE19 1QH | 01/12/2008 | Waste waters arising from the external washing of agricultural vhicles and machinery after passage through an interceptor | Lely (UK) Llimited | 1 Station Road | St Neots | Cambridgeshire |  |  | PE19 1QH | at a point after the interceptor and prior to discharging to the public foul sewer | Cambridge Street, St Neots | TL1961060330 | TL1964060360 | [54 empty] | 2000 | mg/l | [54 empty] | 0.5 | m³/hr | [36 empty] | 250 | mg/l | [10 empty] | 11 | pH | 6 | pH | [18 empty] | 1000 | mg/l | [8 empty] | 1000 | mg/l | [6 empty] | 45 | °C | [8 empty] | 2 | m³/d
ST NEOTS STW | S0180HMCSSKA | Direction | Live | No | ADR 115 | T C Harrison Ford | 26 Cambridge Street | St. Neots | Huntingdon | Cambridgeshire |  | PE19 1JL | 01/01/2007 | Wastewaters generated from vehicle jet-wash. | T C Harrison Group Limited | Milford House | Mill Street | Bakewell | Derbyshire |  | DE45 1HH | at the end chamber of the interceptor | at Cambridge Street | TL1862060310 | TL1862060310 | [54 empty] | 2000 | mg/l | [54 empty] | 0.5 | m³/hr | [36 empty] | 200 | mg/l | [10 empty] | 10 | pH | 6 | pH | [18 empty] | 1000 | mg/l | [8 empty] | 1000 | mg/l | [6 empty] | 45 | °C | [8 empty] | 3.5 | m³/d
ST NEOTS STW | S0180GRACEKA | Direction | Live | No | ADZ 185 | Sealed Air (Cryovac Food Packaging Div'n) | 1-3 Cromwell Road | St Neots | Cambridgeshire |  |  | PE19 1QN | 01/02/2015 | Boiler blowdown waters, wash bath contents, cooling water and ultrasonic cleaning wash water. | Sealed Air Ltd | Clifton House | 1 Marston Road | St. Neots, Huntingdon | Cambridgeshire |  | PE19 2HN | at the rear of the premises | at Cromwell Road, St. Neots. | TL1947060120 | TL1947060120 | [54 empty] | 500 | mg/l | [16 empty] | 1 | mg/l | [36 empty] | 15 | m³/hr | [48 empty] | 10 | pH | 6 | pH | [18 empty] | 200 | mg/l | [8 empty] | 1000 | mg/l | [6 empty] | 45 | °C | [8 empty] | 35 | m³/d | [14 empty] | 5 | mg/l
ST NEOTS STW | S011014103KA1 | Direction | Live | No | ADZ 720 | Eaton Socon Service Station | 78 Great North Road | Eaton Socon | Cambridgeshire |  |  | PE19 8EJ | 01/10/2016 | Used water from the external washing of vehicles, via a jet wash only. | Malthurst Petroleum Limited | Vincent House | 4 Grove Lane | Epping | Essex |  | CM16 4LH | at the discharge pipe from the wash area, via the public foul sewer | at Great North Road, Eaton Socon | TL1696058420 | TL1692058410 | [54 empty] | 2500 | mg/l | [54 empty] | 0.5 | l/s | [48 empty] | 11 | pH | 6 | pH | [18 empty] | 1000 | mg/l | [16 empty] | 45 | °C | [8 empty] | 4 | m³/d
ST NEOTS STW | S0180TACK KA | Direction | Live | No | ADT 438 | Tackwood Services Limited | Unit 2 Foundry Way | Little End Road Industrial Estate | Eaton Socon | St. Neots | Cambridgeshire | PE19 8TR | 01/05/2009 | Wastewater from the external steam cleaning of vehicles only. | Tackwood Services Limited | Unit 2 Foundry Way | Little End Road Industrial Estate | Eaton Socon | St. Neots | Cambridgeshire | PE19 8TR | at a point prior to discharge into the public foul sewer | at Little End Road, St. Neots | TL1670058320 | TL1670058350 | [54 empty] | 2000 | mg/l | [54 empty] | 1 | m³/hr | [36 empty] | 250 | mg/l | [10 empty] | 11 | pH | 6 | pH | [18 empty] | 1000 | mg/l | [8 empty] | 1000 | mg/l | [6 empty] | 45 | °C | [8 empty] | 3 | m³/d
ST NEOTS STW | S0180STNSSKA | Direction | Live | No | ADZ 38 | 5 Stars Professional Hand Car Wash | BP Garage premises | 66-76 Cambridge Street, St Neots | Cambridgeshire |  |  | PE19 1PJ | 01/08/2014 | Used water from the external washing of vehicles only. | Mr Luan | 5 Stars Professional Hand Car Wash | BP Garage premises | 66-76 Cambridge Street, St. Neots | Cambridgeshire |  | PE19 1PJ | at the end chamber of the interceptor | at Cambridge Street, St Neots | TL1894036020 | TL1894036020 | [54 empty] | 2500 | mg/l | [54 empty] | 1 | m³/hr | [36 empty] | 250 | mg/l | [10 empty] | 11 | pH | 6 | pH | [18 empty] | 1000 | mg/l | [8 empty] | 1000 | mg/l | [6 empty] | 45 | °C | [8 empty] | 5 | m³/d
ST NEOTS STW | S01STNPOOLKA | Direction | Live | No | ADU 484 | One Leisure St Neots | Barford Road | Eynesbury | St.Neots | Cambridgeshire |  | PE19 2SA | 01/04/2010 | Wastewater from pool emptying and filter backwashing | Huntingdonshire District Council | Pathfinder House | St Mary's Street | Huntingdon | Cambridgeshire |  | PE29 3TN | at a point prior to discharging to the public foul sewer | at Barford Road, St Neots | TL1838058900 | TL1840058730 | [54 empty] | 500 | mg/l | [10 empty] | 5 | mg/l | [42 empty] | 5 | m³/hr | [36 empty] | 250 | mg/l | [10 empty] | 10 | pH | 6 | pH | [18 empty] | 500 | mg/l | [8 empty] | 1000 | mg/l | [6 empty] | 45 | °C | [8 empty] | 15 | m³/d
ST NEOTS STW | S0180BULLIKA1 | Direction | Live | No | ADV 208 | Bullimore Plant & Tool Hire | Foundry Way | Little End Road Industrial Estate | Eaton Socon | St.Neots | Cambridgeshire | PE19 3TR | 01/01/2011 | Wastewaters arising from plant, equipment & vehicle washing, after passage through an interceptor. | Bullimore Sand & Gravel Limited | Thistleton Lane | South Witham | Grantham | Lincolnshire |  | NG33 5QE | at outlet from the interceptor, prior to discharge to the public foul sewer | at Foundry Way, Little End Road Industrial Estate,Eaton Socon | TL1672058360 | TL1672058350 | [54 empty] | 2000 | mg/l | [54 empty] | 0.5 | m³/hr | [36 empty] | 250 | mg/l | [10 empty] | 11 | pH | 6 | pH | [18 empty] | 1000 | mg/l | [8 empty] | 1000 | mg/l | [6 empty] | 45 | °C | [8 empty] | 1.5 | m³/d
ST NEOTS STW | S01TRENTONKA | Direction | Live | No | ADV 339 | Trenton Box Company Limited | 3 Marston Road | St Neots | Cambridgeshire |  |  | PE19 2HF | 01/03/2011 | Washdown wastewaters produced during the cleaning of printing plates & glue pots used during the printing and glueing of cartons | Trenton Box Company Limited | 3 Marston Road | St Neots | Cambridgeshire |  |  | PE19 2HF | at a point prior to discharging to the public foul sewer | Marston Road, St Neots | TL1923059410 | TL1924059460 | [54 empty] | 1000 | mg/l | [54 empty] | 0.5 | m³/hr | [36 empty] | 250 | mg/l | [10 empty] | 10 | pH | 6 | pH | [18 empty] | 500 | mg/l | [8 empty] | 1000 | mg/l | [6 empty] | 45 | °C | [8 empty] | 0.5 | m³/d
ST NEOTS STW | S01WEWASHYKA | Consent | Live | No | ACY 180 | We Wash Your Wheelies | 29 Humberley Close | Eynesbury, St Neots | Cambs |  |  | PE19 2SE | 17/12/2013 | Used waters from domestic bin wash. | Stephen Wills & Angela Wills - T/A We Wash Your Wheelies | 29 Humberley Close | Eynesbury | St Neots | Cambs |  | PE19 2SE | at foul sewer 29 Humberley Close | at Humberley Close, St Neots | TL1846959330 | TL1845859344 | [54 empty] | 2000 | mg/l | [54 empty] | 1 | l/s | [36 empty] | 250 | mg/l | [10 empty] | 10 | pH | 6 | pH | [18 empty] | 1000 | mg/l | [8 empty] | 1000 | mg/l | [6 empty] | 45 | °C | [8 empty] | 0.1 | m³/d
ST NEOTS STW | S0180GRACEKA1 | Consent | Live | No | ACQ 16 | Sealed Air Ltd | Cromwell Road | St Neots | Cambridgeshire |  |  | PE19 2HN | 30/06/2005 | Treated cooling tower water and drainage water from heating/cooling tanks. | Sealed Air Ltd | Clifton House | 1 Marston Road | St Neots | Huntingdon | Cambridgeshire | PE19 2HN | at a point in the plant 1 section at front of building | in Cromwell Road St Neots | TL1947060120 | TL1947060120 | [54 empty] | 500 | mg/l | [54 empty] | 15 | m³/hr | [36 empty] | 100 | mg/l | [10 empty] | 10 | pH | 6 | pH | [18 empty] | 200 | mg/l | [8 empty] | 1000 | mg/l | [6 empty] | 45 | °C | [8 empty] | 50 | m³/d
ST NEOTS STW | S0180GATESKA1 | Consent | Live | No | ACZ 542 | Gates Hydraulic | Division of Gates (UK) Ltd | 5 Alpha Drive | Eaton Socon |  |  | PE19 8JJ | 08/08/2016 | Air compressor condensate. | Gates (UK) Limited | Tinwald Downs Road | Heathhall | Dumfries and Galloway |  |  | DG1 1TS | at a suitable point prior to discharge to the public foul sewer | at Alpha Drive, Eaton Socon, St Neots | TL1663958271 | TL1670858233 | [54 empty] | 2000 | mg/l | [54 empty] | 0.5 | l/s | [48 empty] | 10 | pH | 6 | pH | [18 empty] | 1000 | mg/l | [16 empty] | 45 | °C | [8 empty] | 0.002 | m³/d
ST NEOTS STW | S0180GRACEKA2 | Consent | Live | No | ACQ 17 | Sealed Air Ltd | Cromwell Road | St Neots | Cambridgeshire |  |  | PE19 1QN | 30/06/2005 | Wastewaters from boiler blowdown and softener. | Sealed Air Ltd | Clifton House | 1 Marston Road | St Neots | Huntingdon | Cambridgeshire | PE19 2HN | at a point on the roadway between plant 1 and 2, opposite the large circular storage tank. | at Cromwell Road, St Neots | TL1947060120 | TL1947060120 | [54 empty] | 500 | mg/l | [54 empty] | 0.5 | m³/hr | [36 empty] | 100 | mg/l | [10 empty] | 10 | pH | 6 | pH | [18 empty] | 200 | mg/l | [8 empty] | 1000 | mg/l | [6 empty] | 45 | °C | [8 empty] | 6 | m³/d
ST NEOTS STW | S0180ANDERKA | Direction | Live | No | ADX 388 | Anderson Cars | Alington Road | A428 Bypass (Eynesbury) | St Neots | Cambridgeshire |  | PE19 6YH | 01/02/2013 | Wastewaters arising from the external washing of vehicles | Chateau Caravans Limited | 5 Wigmore Close | Godmanchester | Huntingdon | Cambridgeshire |  | PE29 2JX | at a point after interceptor and prior to discharging to the public foul sewer | at Alington Road, St Neots | TL1838058100 | TL1838058100 | [54 empty] | 2500 | mg/l | [54 empty] | 0.25 | l/s | [36 empty] | 250 | mg/l | [10 empty] | 11 | pH | 6 | pH | [18 empty] | 1000 | mg/l | [8 empty] | 1000 | mg/l | [6 empty] | 45 | °C | [8 empty] | 0.2 | m³/d
ST NEOTS STW | S0180HALESKA | Direction | Live | No | ADP 97 | Biffa Waste Services Ltd | Marston Road | St. Neots | Cambridgeshire |  |  | PE19 2HB | 01/06/2005 | Wastewaters derived from the jet washing and steam cleaning of vehicles. | Biffa Waste Services Limited | Coronation Road | Cressex | High Wycombe | Buckinghamshire |  | HP12 3TZ | Not specified | Marston Road | TL1917059360 | TL1917059360 | [54 empty] | 2000 | mg/l | [54 empty] | 1 | m³/hr | [36 empty] | 100 | mg/l | [10 empty] | 10 | pH | 6 | pH | [18 empty] | 500 | mg/l | [8 empty] | 1000 | mg/l | [6 empty] | 45 | °C | [8 empty] | 3 | m³/d
ST NEOTS STW | S0180HIJETKA1 | Direction | Live | No | ADU 422 | Pete's Bin Cleaning | 7 Ramply Close | Little Paxton | St. Neots | Cambridgeshire |  | PE19 6JW | 01/03/2010 | Screened wastewater from the cleaning of domestic wheelie bins by a high pressure wash. | Mr Peter John Preston T/A Pete's Bin Cleaning | 7 Ramply Close | Little Paxton | St. Neots | Cambridgeshire |  | PE19 6JW | at the manhole in the rear garden of the premises | at Parkside | TL1860062300 | TL1854062270 | [54 empty] | 2000 | mg/l | [54 empty] | 0.1 | m³/hr | [36 empty] | 250 | mg/l | [10 empty] | 10 | pH | 6 | pH | [18 empty] | 1000 | mg/l | [8 empty] | 1000 | mg/l | [6 empty] | 45 | °C | [8 empty] | 0.1 | m³/d
ST NEOTS STW | S0180LAINGKA | Direction | Live | No | ADP 298 | Select Plant Hire Company Ltd | Barford Road | St. Neots | Huntingdon | Cambridgeshire |  | PE19 6WB | 01/07/2005 | Washwater from plant and vehicle washing. | Select Plant Hire Company Ltd | Bridge Place Anchor Boulevard | Admirals Park Crossways | Dartford | Kent |  | DA2 6SN | in a chamber at the east end of the interceptor located at the south of the site | at Barford Road, St Neots | TL1850057750 | TL1850057750 | [54 empty] | 1500 | mg/l | [54 empty] | 1 | l/s | [36 empty] | 200 | mg/l | [10 empty] | 10 | pH | 6 | pH | [18 empty] | 1000 | mg/l | [8 empty] | 1000 | mg/l | 5 | mg/l |  |  |  |  | 45 | °C | [8 empty] | 8 | m³/d
ST NEOTS STW | S01WRGRACEKA2 | Consent | Live | No | TECO-0165-2021 | Henkel UK Operations Limited | 5 Cromwell Road | St Neots | Cambridgeshire |  |  | PE19 1QL | 29/09/2021 | Used water arising from air compressor condensate | Henkel UK Operations Limited | Wood Lane End | Hemel Hempstead | Hertfordshire |  |  | HP2 4RQ | the adjacent switch room no 1, prior to the effluent being discharged to the foul sewer | Cromwell Road, St Neots | TL1936159760 | TL1928859771 | [54 empty] | 2000 | mg/l | [54 empty] | 0.25 | l/s | [48 empty] | 10 | pH | 6 | pH | [18 empty] | 1000 | mg/l | [16 empty] | 43 | °C | [8 empty] | 0.005 | m³/d
ST NEOTS STW | S01WRGRACEKA3 | Direction | Live | No | TEDI-0303-2021 | Henkel UK Operations Limited | 5 Cromwell Road | St Neots | Cambridgeshire |  |  | PE19 1QL | 07/03/2022 | Used waters arising from cooling tower bleed. | Henkel UK Operations Limited | Wood Lane End | Hemel Hempstead | Hertfordshire |  |  | HP2 4RQ | the discharge pipe next to the cooling tower prior to the effluent being discharged to the public foul sewer | Cromwell Road, St Neots | TL1936159760 | TL1928859771 | [54 empty] | 2000 | mg/l | [54 empty] | 0.5 | l/s | [48 empty] | 10 | pH | 6 | pH | [18 empty] | 1000 | mg/l | [16 empty] | 43 | °C | [8 empty] | 4 | m³/d
ST NEOTS STW | S01OSIELECKA1 | Consent | Live | No | TECO-0293-2023 | OSI Electronics (UK) Limited | Unit 7 Marlborough Road | Colmworth Business Park | Eaton Socon | St Neots | Cambridgeshire | PE19 8YP | 14/12/2023 | Used water arising from the cleaning of assembled printed circuit boards. | OSI Electronics (UK) Limited | 5th Floor | One New Change | London | England |  | EC4M 9AF | the manhole FW as shown on the drainage plan | Chester Road, St Neots | TL1711258074 | TL1714158179 | [54 empty] | 1000 | mg/l | [54 empty] | 0.04 | l/s | [48 empty] | 10 | pH | 6 | pH | [18 empty] | 500 | mg/l | [16 empty] | 43 | °C | [8 empty] | 0.1 | m³/d
ST NEOTS STW | S0180PFAB KA | Direction | Live | No | TEDI-0052-2025 | Photofabrication Limited | 14 Cromwell Road | St Neots | Cambridgeshire |  |  | PE19 2HP | 27/05/2025 | Used water comprising treated rinsewaters only derived from the chemical etching of metal components. | Photofabrication Limited | 14 Cromwell Road | St. Neots | Cambridgeshire |  |  | PE19 2HP | the top of treatment plant from the channel after the weir | Cromwell Road, St. Neots | TL1887059250 | TL1887059250 | [54 empty] | 500 | mg/l | [16 empty] | 2 | mg/l | [36 empty] | 3 | l/s | [32 empty] | 1.5 | mg/l | [14 empty] | 10 | pH | 6 | pH | [18 empty] | 200 | mg/l | [16 empty] | 43 | °C | [8 empty] | 50 | m³/d
ST NEOTS STW | S01DOM0026KA1 | Consent | Live | No | TECO-0217-2025 | Bradley Hanson-Marden t/a Wheely Clean | 53 Pelham Road | St Neots | Cambridgeshire |  |  | PE19 0AD | 11/12/2025 | Screened used water from the cleaning of wheelie bins (by a high pressure wash). | Bradley Hanson-Marden t/a Wheely Clean | 53 Pelham Road | St Neots | Cambridgeshire |  |  | PE19 0AD | the domestic foul manhole at 53 Pelham Road | Pelham Road, St Neots | TL2044559809 | TL2044559809 | [54 empty] | 2000 | mg/l | [54 empty] | 1 | l/s | [48 empty] | 10 | pH | 6 | pH | [18 empty] | 1000 | mg/l | [16 empty] | 43 | °C | [8 empty] | 0.3 | m³/d
ST OSYTH STW | S01STOSCATKA1 | Consent | Live | No | ACZ 564 | Point Clear Cattery | 276 Point Clear Road | St Osyth | Clacton on Sea |  |  | CO16 8JT | 08/09/2016 | Used water, following the removal of gross solids, from the cleaning of cattery pens. | Mrs Janice McMullen & Mr Brett McMullen - T/A Point Clear Cattery | 276 Point Clear Road | St Osyth | Clacton on Sea | Essex |  | CO16 8JT | at a point after discharge, prior to discharge to the main public foul sewer | at Oakmead Road | TM0979615010 | TM0972615032 | [54 empty] | 2000 | mg/l | [54 empty] | 0.5 | l/s | [48 empty] | 10 | pH | 6 | pH | [18 empty] | 1000 | mg/l | [16 empty] | 45 | °C | [8 empty] | 0.1 | m³/d
ST OSYTH STW | S01PUMPHILKA | Direction | Live | No | ADY 422 | Pump Hill Car Valet Centre | Pump Hill Service Station, Clacton Rd | St. Osyth | Clacton-on-Sea, Essex |  |  | CO16 8HE | 01/07/2014 | Used water from the jet-washing of road vehicles. | Mr Bletim Lleshi - T/A Pump Hill Car Valet Centre | Pump Hill Service Station, Clacton Rd | St. Osyth | Clacton-on-Sea, Essex |  |  | CO16 8HE | at a point prior to discharge into the public foul sewer | at St. Johns Road, St. Osyth | TM1370015850 | TM1370015850 | [54 empty] | 2500 | mg/l | [54 empty] | 2 | m³/hr | [36 empty] | 250 | mg/l | [10 empty] | 11 | pH | 6 | pH | [18 empty] | 1000 | mg/l | [8 empty] | 1000 | mg/l | [6 empty] | 45 | °C | [8 empty] | 5 | m³/d
STALHAM STW | S01TRENDTWKA0 | Consent | Live | No | ACT 83 | Trend Marine Products Limited | Sutton Road | Catfield | Great Yarmouth | Norfolk |  | NR29 5BG | 22/09/2008 | Wastewater, after passage through a two-stage interceptor, from the external washing of vehicles only. | Trend Marine Products Limited | 55 Colmore Row | Birmingham | West Midlands |  |  | B3 2AS | at the manhole located between AW manhole No. 8101 and the two-stage interceptor | at manhole No. 8101 adjacent to Catfield By-pass Road terminal pumping station | TG3888022090 | TG3889022110 | [54 empty] | 4000 | mg/l | [54 empty] | 1 | l/s | [36 empty] | 250 | mg/l | [10 empty] | 11 | pH | 6 | pH | [18 empty] | 1000 | mg/l | [8 empty] | 1000 | mg/l | [6 empty] | 45 | °C | [8 empty] | 1 | m³/d
STALHAM STW | S01STALENGKA | Direction | Live | No | ADV 467 | Stalham Engineering Co. Ltd | The Green | Stalham | Norwich | Norfolk |  | NR12 9QG | 01/06/2011 | Wastewater arising from the external washing of vehicles, after passage through a grit trap. | Stalham Engineering Co. Limited | The Green | Stalham | Norwich | Norfolk |  | NR12 9QG | at a point prior to discharge to the public foul sewer | at The Green, Old Yarmouth Road. | TG3828324562 | TG3820924541 | [54 empty] | 2500 | mg/l | [54 empty] | 0.5 | m³/hr | [36 empty] | 250 | mg/l | [10 empty] | 11 | pH | 6 | pH | [18 empty] | 1000 | mg/l | [8 empty] | 1000 | mg/l | [6 empty] | 45 | °C | [8 empty] | 3 | m³/d
STALHAM STW | S01TRENDGLKA0 | Direction | Live | No | TEDI-0165-2023 | Trend Marine Products Limited | Sutton Road | Catfield | Great Yarmouth | Norfolk |  | NR29 5BG | 24/10/2023 | Used water, after passage through a settlement sump, arising from the grinding and washing of glass. | Trend Marine Products Limited | Sutton Road | Catfield | Great Yarmouth | Norfolk |  | NR29 5BG | the manhole in the entrance path of Factory 6 (The Glass Plant) | manhole No. 8101 adjacent to Catfield By-pass Road Terminal Pumping Station | TG3883922185 | TG3889322113 | [54 empty] | 350 | mg/l | [54 empty] | 1 | l/s | [48 empty] | 10 | pH | 6 | pH | [18 empty] | 750 | mg/l | [16 empty] | 43 | °C | [8 empty] | 60 | m³/d
STAMFORD STW | S01SSCHPODKA | Consent | Live | No | ACW 120 | Stamford Endowed Schools | Swimming Pool & Sports Centre | Conduit Road | Stamford | Lincolnshire |  | PE9 1QQ | 28/11/2011 | Wastewaters arising from swimming pool filter backwash procedures and from the periodic drain-down of the pool contents | Stamford Endowed Schools | Brazenose House | St Pauls Street | Stamford | Lincolnshire |  | PE9 2BS | at a point in the plant room sump prior to discharging to the public foul sewer | at Conduit Road, Stamford | TF0328007580 | TF0316007540 | [54 empty] | 1000 | mg/l | [10 empty] | 5 | mg/l | [42 empty] | 4 | m³/hr | [36 empty] | 250 | mg/l | [10 empty] | 10 | pH | 6 | pH | [18 empty] | 1000 | mg/l | [8 empty] | 1000 | mg/l | [6 empty] | 45 | °C | [8 empty] | 15 | m³/d
STAMFORD STW | S01JESSUPSKA | Direction | Live | No | ADZ 13 | T C Harrison Ford | Wharf Road | Stamford | Lincolnshire |  |  | PE9 2DZ | 01/07/2014 | Used water, having passed through an interceptor, from the external washing of cars. | T C Harrison Group Limited | Milford House | Mill Street | Bakewell | Derbyshire |  | DE45 1HH | at a point after the interceptor and prior to connection to the public foul sewer | at Belton Street, Stamford | TF0330007200 | TF0330007200 | [54 empty] | 2500 | mg/l | [54 empty] | 2 | m³/hr | [36 empty] | 250 | mg/l | [10 empty] | 11 | pH | 6 | pH | [18 empty] | 1000 | mg/l | [8 empty] | 1000 | mg/l | [6 empty] | 45 | °C | [8 empty] | 5 | m³/d
STAMFORD STW | S01SWBATHSKA | Direction | Live | No | ADZ 726 | Stamford Leisure Centre | Drift Road | Stamford | Lincolnshire |  |  | PE9 1UZ | 01/10/2016 | Used waters from the swimming pool filter back wash and the periodic drain-down of pool contents. | South Kesteven District Council | Council Offices | St Peter's Hill | Grantham | Lincolnshire |  | NG31 6PZ | at the discharge from the filter backwash | at Drift Road, Stamford | TF0359007870 | TF0357007900 | [54 empty] | 1000 | mg/l | [10 empty] | 5 | mg/l | [42 empty] | 1 | l/s | [48 empty] | 10 | pH | 6 | pH | [18 empty] | 1000 | mg/l | [16 empty] | 45 | °C | [8 empty] | 20 | m³/d
STAMFORD STW | S01MORRISNKA | Direction | Live | No | ADT 124 | Wm Morrison Supermarkets Ltd | Uffington Road | Stamford | Lincolnshire |  |  | PE9 2FT | 01/10/2008 | Waste waters from the external washing of vehicles after passage through a suitably sized and maintained 3 stage interceptor | Wm Morrison Supermarkets plc | Hilmore House | Gain Lane | Bradford | West Yorkshire |  | BD3 7DL | at a point prior after the interceptor and prior to discharging to the public foul sewer | Uffington Road, Stamford | TF0401007500 | TF0394007450 | [54 empty] | 2000 | mg/l | [54 empty] | 1 | m³/hr | [36 empty] | 250 | mg/l | [10 empty] | 10 | pH | 6 | pH | [18 empty] | 1000 | mg/l | [8 empty] | 1000 | mg/l | [6 empty] | 45 | °C | [8 empty] | 14 | m³/d
STAMFORD STW | S01NELSONSKA1 | Consent | Live | No | TECO-0089-2021 | Nelsons (Butchers) Group Limited | Alma Place | North Street | Stamford | Lincolnshire |  | PE9 1EG | 27/04/2021 | Used water arising from the cleansing of equipment and food preparation areas involved in the production of meat products. | Nelsons (Butchers) Group Limited | Alma Place | North Street | Stamford | Lincolnshire |  | PE9 1EG | a point after the interceptor and prior to discharging to the public foul sewer at the front of the premises | North Street | TF0296007357 | TF0300507352 | [54 empty] | 5000 | mg/l | [54 empty] | 1 | l/s | [36 empty] | 250 | mg/l | [10 empty] | 10 | pH | 6 | pH | [18 empty] | 1000 | mg/l | [16 empty] | 43 | °C | [8 empty] | 3 | m³/d
STAMFORD STW | S01ASAINTBKA | Direction | Live | No | TEDI-0088-2022 | Melbourn Bros' | All Saints Brewery & Pub | All Saints Street | Stamford | Lincolnshire |  | PE9 2PA | 10/05/2022 | Used water from i) brewing of beer ii) cooling water iii) boiler blowdown. | Samuel Smith Old Brewery (Tadcaster) T/A Melbourn Bros' | The Old Brewery | 1 High Street | Tadcaster | North Yorkshire |  | LS24 9SB | sample chamber No. F4 | All Saints Street | TF0280007120 | TF0282007110 | [54 empty] | 800 | mg/l | [54 empty] | 1.4 | l/s | [48 empty] | 10 | pH | 6 | pH | [18 empty] | 500 | mg/l | [16 empty] | 43 | °C | [8 empty] | 15 | m³/d
STAMFORD STW | S01ENTPRSTKA1 | Consent | Live | No | TECO-0035-2023 | Enterprise Rent-a-Car | Uffington Road | Stamford | Lincolnshire |  |  | PE9 2EX | 16/02/2023 | Used water, after passage via an interceptor, from the external washing of vehicles only. | Enterprise Rent-a-Car UK Limited | Steve Young | Enterprise House | Vicarage Road | Egham | Surrey | TW20 9FB | the outlet of the interceptor | Uffington Road | TF0408307457 | TF0409007448 | [54 empty] | 2500 | mg/l | [54 empty] | 1 | l/s | [48 empty] | 11 | pH | 6 | pH | [18 empty] | 1000 | mg/l | [16 empty] | 43 | °C | [8 empty] | 1 | m³/d
STAMFORD STW | S01CUMMSTAKA1 | Consent | Live | No | TECO-0082-2023 | Cummins Generator Technologies Limited | Stamford Business Park | Ryhall Road | Stamford | Lincolnshire |  | PE9 1XT | 06/04/2023 | Used water from the disposal of compressor condensate from units 15 & 16. | Cummins Generator Technologies Limited | Fountain Court | Lynchwood | Peterborough | Cambridgeshire |  | PE2 6FZ | Unit 15 or 16 compressor units | Ryhall Road | TF0398508069 | TF0385607885 | [54 empty] | 2000 | mg/l | [54 empty] | 1 | l/s | [48 empty] | 10 | pH | 6 | pH | [18 empty] | 1000 | mg/l | [16 empty] | 43 | °C | [8 empty] | 0.01 | m³/d
STAMFORD STW | S01HUWSGRAKAS | Consent | Live | No | TECO-0120-2024 | Huws Gray Buildbase | Radcliffe Road | Stamford | Lincolnshire |  |  | PE9 1AP | 06/06/2024 | Used water from the wash down of hire equipment. | Huws Gray Limited | Head Office | Industrial Estate Llangefni | Llangefni | Anglesey | Wales | LL77 7JA | the discharge point from interceptor pit | Radcliffe Road | TF0263507350 | TF0263307320 | [54 empty] | 2500 | mg/l | [54 empty] | 0.4 | l/s | [48 empty] | 11 | pH | 6 | pH | [18 empty] | 1000 | mg/l | [16 empty] | 43 | °C | [8 empty] | 2 | m³/d
STAMFORD STW | S01ROCKSSSKA1 | Consent | Live | No | TECO-0066-2024 | T G Convenience Stores Limited | Rock Service Station | Scotgate | Stamford | Lincolnshire |  | PE9 2YQ | 18/03/2024 | Used water, after passage via an interceptor, from the external washing of vehicles only. | T G Convenience Stores Limited | 3c Twyford Court | High Street | Dunmow | Essex |  | CM6 1AE | the Chamber to rear of hand jet wash area | Scotgate | TF0256807262 | TF0256707230 | [54 empty] | 2500 | mg/l | [54 empty] | 1 | l/s | [48 empty] | 11 | pH | 6 | pH | [18 empty] | 1000 | mg/l | [16 empty] | 43 | °C | [8 empty] | 7.5 | m³/d
STANBRIDGEFORD STW | S01303020AKA1 | Consent | Live | No | TECO-0250-2025 | ASM Metal Recycling Limited | The Lime Works | Lower End | Knolls View | Totternhoe | Bedfordshire | LU6 2BT | 04/02/2026 | Contaminated surface water run-off from a metal recycling centre, after passage through an interceptor. | ASM Metal Recycling Limited | 55 Station Road | Beaconsfield | Buckinghamshire |  |  | HP9 1QL | the end chamber of the interceptor | Knolls View, Totternhoe | SP9794222541 | SP9797422555 | [54 empty] | 2500 | mg/l | [54 empty] | 2 | l/s | [48 empty] | 10 | pH | 6 | pH | [18 empty] | 500 | mg/l | [16 empty] | 43 | °C | [8 empty] | 17 | m³/d | [14 empty] | 2 | mg/l
STANSTEAD-STW THAMES WATER | S01STANMITKA1 | Consent | Live | No | TECO-0045-2023 | Mitrechem Limited | 26 Golds Nurseries Business Park | Elsenham | Bishops Stortford | Hertfordshire |  | CM22 6JX | 22/05/2023 | Used water from i) the washing of equipment used for production of cleaning and car care products, and ii) the reverse osmosis water treatment unit. | Mitrechem Limited | 28 Golds Nurseries Business Park | Elsenham | Bishops Stortford | Hertfordshire |  | CM22 6JX | the discharge manhole outside the building prior to mixing in the main sewer | Old Mead Road, Elsenham | TL5318527067 | TL5324627051 | [54 empty] | 1000 | mg/l |  |  |  |  | 230 | mg/l | [48 empty] | 0.3 | l/s | [36 empty] | 250 | mg/l | [10 empty] | 11 | pH | 6 | pH | [8 empty] | 13 | mg/l | [8 empty] | 1000 | mg/l | [8 empty] | 760 | mg/l | [6 empty] | 43 | °C | [8 empty] | 2 | m³/d | [6 empty] | 50 | mg/l
STANTON STW | S01STANMGFKA1 | Consent | Live | No | ACZ 358 | M.G.F (Trench Construction Systems) Ltd | Unit 5, O'Brien Ind Estate | Grove Road | Stanton |  |  | IP31 2AR | 14/09/2015 | Water used to clean plant used in trenching equipment hire. | M.G.F (Trench Construction Systems) Limited | Grant House South Lancashire | Ind Estate Lockett Road | Ashton In Makerfield | Wigan, Lancashire |  | WN4 8DE | at the Inspection Chamber after the Silt Trap | at a Manhole 5002, South East side of the premises | TL9858673096 | TL9858673096 | [54 empty] | 2500 | mg/l | [54 empty] | 0.3 | l/s | [48 empty] | 11 | pH | 6 | pH | [18 empty] | 1000 | mg/l | [16 empty] | 45 | °C | [8 empty] | 5 | m³/d
STANTON STW | S01STAGCCRKA3 | Direction | Live | No | ADZ 41 | P D Hook (Hatcheries) Limited | Grove Lane | Stanton | Bury St Edmunds |  |  | IP31 2BB | 01/08/2014 | Used waters arising from the external washing of vehicles, and the internal washing of trailers. | P D Hook (Hatcheries) Limited | Cote | Bamton | Oxfordshire |  |  | OX18 2EG | at a point after the washbay interceptor, and prior to discharging to the public foul sewer | at Grove Lane, Stanton | TL9775073250 | TL9775073250 | [54 empty] | 2500 | mg/l | [54 empty] | 1 | m³/hr | [36 empty] | 250 | mg/l | [10 empty] | 11 | pH | 6 | pH | [18 empty] | 1000 | mg/l | [8 empty] | 1000 | mg/l | [6 empty] | 45 | °C | [8 empty] | 5 | m³/d
STANTON STW | S01STNELIOKA1 | Direction | Live | No | TEDI-0010-2018 | Elliott Group Limited | Compound 26, Shepherds Grove Ind Est | Stanton, Bury St.Edmunds, Suffolk |  |  |  | IP31 2AR | 30/05/2018 | Used water from the washing of vehicles and plant including portable toilets. | Elliott Group Limited | Manor Drive | Peterborough | Cambridgeshire |  |  | PE4 7AP | a point in the gully within the washdown area | manhole 4701 at Grove Lane, Stanton | TL9849372659 | TL9844372715 | [54 empty] | 2500 | mg/l | [54 empty] | 0.3 | l/s | [48 empty] | 11 | pH | 6 | pH | [18 empty] | 1000 | mg/l | [16 empty] | 45 | °C | [8 empty] | 2 | m³/d
STANTON STW | S01STAGCCRKA1 | Direction | Live | No | TEDI-0120-2025 | P D Hook (Hatcheries) Limited | Grove Lane | Stanton, Bury St. Edmunds |  |  |  | IP31 2BB | 09/12/2025 | Used waters arising from hygiene activities in the setting and hatching of eggs, and the selection and packaging of chicks. | P D Hook (Hatcheries) Limited | Cote, Brampton | Brampton, Oxfordshire |  |  |  | OX18 2EG | the manhole located outside the canteen room door, on the yard side of the railings | manhole 7200 south of the site prior to joining Grove Lane | TL9775073250 | TL9775073250 | [54 empty] | 3000 | mg/l | [16 empty] | 1 | mg/l | [36 empty] | 3 | l/s | [36 empty] | 250 | mg/l | [10 empty] | 10 | pH | 6 | pH | [18 empty] | 800 | mg/l | [16 empty] | 43 | °C | [8 empty] | 90 | m³/d
STIBBINGTON STW | S01BRADSHWKA | Direction | Live | No | ADT 523 | John Bradshaw Limited | New Lane | Stibbington | Peterborough | Cambridgeshire |  | PE8 6LW | 01/09/2009 | Wastewater, after passage via a three-stage interceptor, generated from the external washing of vehicles only. | John Bradshaw Limited | New Lane | Stibbington | Peterborough | Cambridgeshire |  | PE8 6LW | at the discharge from the interceptor | at New Lane, Stibbington | TL0838098120 | TL0841098120 | [54 empty] | 2000 | mg/l | [54 empty] | 1 | m³/hr | [36 empty] | 250 | mg/l | [10 empty] | 11 | pH | 6 | pH | [18 empty] | 1000 | mg/l | [8 empty] | 1000 | mg/l | [6 empty] | 45 | °C | [8 empty] | 2 | m³/d
STISTED STW | S01STISPFSKA1 | Consent | Live | No | ACZ 680 | Bradwell Service Station | Coggeshall Road | Bradwell | Essex |  |  | CM7 8EE | 19/04/2017 | Used water, after passage via a silt trap, from the external washing of vehicles only. | Sectorsure No 10 Limited | Estate Management Office | Greenhills Estate | Tilford Road, Tilford | Farnham, Surrey |  | GU10 2DZ | at a point after the silt trap, and prior to entering the public foul sewer | at Coggeshall Road | TL8097823024 | TL8095923067 | [54 empty] | 2500 | mg/l | [54 empty] | 0.25 | l/s | [48 empty] | 11 | pH | 6 | pH | [18 empty] | 1000 | mg/l | [16 empty] | 45 | °C | [8 empty] | 0.4 | m³/d
STOKE FERRY STW | S01SFFAVOBKA | Direction | Live | No | ADZ 108 | 2 Agriculture Limited | The Hall, Stoke Ferry | Kings Lynn, Norfolk |  |  |  | PE33 9SE | 01/11/2014 | Used water from boiler blowdown and reverse osmosis backwash. | 2 Agriculture Limited | Fairview Mill, Ingliston | Newbridge | Midlothian |  |  | EH28 8NB | at a point in the plant room prior to discharge into the public foul sewer | at manhole 3805 in yard drive way, Buckenham Drive | TL7032499954 | TL7033599891 | [54 empty] | 2000 | mg/l | [54 empty] | 0.3 | l/s | [36 empty] | 250 | mg/l | [10 empty] | 12.5 | pH | 6 | pH | [18 empty] | 1000 | mg/l | [8 empty] | 1000 | mg/l | [6 empty] | 45 | °C | [8 empty] | 5 | m³/d
STOKE FERRY STW | S01SFER2AGKA1 | Consent | Live | No | TECO-0078-2022 | 2 Agriculture Limited | The Hall | Stoke Ferry | Norfolk |  |  | PE33 9SE | 07/06/2022 | Contaminated yard and roof run off. | 2 Agriculture Limited | Fairview Mill | Ingliston | Newbridge, Midlothian |  |  |  | the attenuation tank in the rear yard | Buckenham Drive | TL7040099900 | TL7033099890 | [54 empty] | 2500 | mg/l | [54 empty] | 0.6 | l/s | [48 empty] | 10 | pH | 6 | pH | [18 empty] | 1000 | mg/l | [16 empty] | 43 | °C | [8 empty] | 10 | m³/d | [14 empty] | 5 | mg/l
STOKE FERRY STW | S01ACZ160XKA1 | Direction | Live | No | TEDI-0301-2022 | 2 Agriculture Limited | The Hall | Stoke Ferry | Kings Lynn | Norfolk |  | PE33 9SG | 24/05/2023 | Used water from a clean air scrubbing unit in an animal feed manufacturing plant. | 2 Agriculture Limited | Fairview Mill | Ingliston | Newbridge | Midlothian |  | EH28 8NB | the discharge chamber outside CAU unit, in rear yard | manhole 3805 in drive way of site yard | TL7031399979 | TL7033599891 | [54 empty] | 2500 | mg/l | [54 empty] | 0.5 | l/s | [48 empty] | 10 | pH | 6 | pH | [18 empty] | 1000 | mg/l | [16 empty] | 43 | °C | [8 empty] | 40 | m³/d
STONHAM ASPAL STW | S01STONSGWKA1 | Consent | Live | No | ACU 168 | Springfield Garage | Norwich Road | Little Stonham | Stowmarket | Suffolk |  | IP14 5JT | 14/12/2009 | Wastewaters arising from the external washing of vehicles | Alban Ismajilisufaj | T/A Springfield Garage | Norwich Road | Little Stonham | Stowmarket | Suffolk | IP14 5JT | at a point after the interceptor prior to discharging to the foul sewer | at the rear of the property discharging into Stonham Parva Pumping Station | TM1185060060 | TM1182060020 | [54 empty] | 2000 | mg/l | [54 empty] | 1 | l/s | [36 empty] | 250 | mg/l | [10 empty] | 11 | pH | 6 | pH | [18 empty] | 1000 | mg/l | [8 empty] | 1000 | mg/l | [6 empty] | 45 | °C | [8 empty] | 2 | m³/d
STOWMARKET STW | S01STOJEWSKA0 | Consent | Live | No | ACZ 167 | Jewson Ltd | Newton Road | Stowmarket |  |  |  | IP14 5AE | 08/12/2014 | Used water arising from vehicle, tool & plant wash. | Jewson Limited | Saint-Gobain House | Binley Business Park | Coventry |  |  | CV3 2TT | at a point on the premises, prior to discharge to the public foul sewer | at Newton Road | TM0512559095 | TM0514559168 | [54 empty] | 2500 | mg/l | [54 empty] | 1.5 | l/s | [48 empty] | 11 | pH | 6 | pH | [18 empty] | 1000 | mg/l | [8 empty] | 1000 | mg/l | [6 empty] | 45 | °C | [8 empty] | 2 | m³/d
STOWMARKET STW | S013663STOKA0 | Direction | Live | No | ADU 262 | 3663 First For Food Service | Needham Road | Stowmarket | Suffolk |  |  | IP14 2QU | 01/12/2009 | Wastewater from the external & internal pressure washing of vehicles only, used in the distribution of wholesale food. | BFS Group Limited | Buckingham Court | Kingsmead Businesss Park | London Road | High Wycombe | Buckinghamshire | HP11 1JU | at a point after the interceptor | at a point off the roundabout on Needham Rd, Manhole no.5704 at TM05545771 | TM0606057620 | TM0606057620 | [54 empty] | 2000 | mg/l | [54 empty] | 1 | l/s | [36 empty] | 250 | mg/l | [10 empty] | 11 | pH | 6 | pH | [18 empty] | 1000 | mg/l | [8 empty] | 1000 | mg/l | [6 empty] | 45 | °C | [8 empty] | 3 | m³/d
STOWMARKET STW | S01ANGLAUDKA1 | Direction | Live | No | ADV 12 | Anglia Launderette | 47 Ipswich Street | Stowmarket | Suffolk |  |  | IP14 1AH | 01/07/2010 | Wastewater arising from the washing of clothes and fabrics. | Mr Martin P Smith | The White Hart House | 107 The Causeway | Burwell | Cambridgeshire |  | CB25 0DU | at a point prior to discharge into the public foul sewer | at Ipswich Street, Stowmarket | TM0504058490 | TM0502058490 | [54 empty] | 2000 | mg/l | [54 empty] | 3 | m³/hr | [36 empty] | 100 | mg/l | [10 empty] | 11 | pH | 6 | pH | [18 empty] | 500 | mg/l | [8 empty] | 1000 | mg/l | [6 empty] | 45 | °C | [8 empty] | 10 | m³/d
STOWMARKET STW | S01STOBOJWKA0 | Consent | Live | No | ACZ 359 | Bosch Lawn and Garden Ltd | Suffolk Works | Stowmarket | Suffolk |  |  | IP14 1EY | 15/09/2015 | Used water from the external washing of vehicles after passage through a silt trap. | Bosch Lawn and Garden Limited | Suffolk Works | Stowmarket | Suffolk |  |  | IP14 1EY | at the wash bay drain prior to entry to the public foul sewer | at Gipping Way | TM0544658159 | TM0543158153 | [54 empty] | 2500 | mg/l | [54 empty] | 0.13 | l/s | [48 empty] | 11 | pH | 6 | pH | [18 empty] | 1000 | mg/l | [16 empty] | 45 | °C | [8 empty] | 2 | m³/d
STOWMARKET STW | S01STOWTESKA0 | Direction | Live | No | ADT 226 | IMO Carwash - Tesco Store | Cedar Link Rd | Stowmarket | Suffolk |  |  | IP14 5BE | 01/02/2009 | Wastewaters arising from the external washing of vehicles after passing through a suitably sized and maintained interceptor | Anduff Car Wash Limited | 35 - 37 Amersham Hill | High Wycombe | Buckinghamshire |  |  | HP13 6NU | at a point after the interceptor and prior to discharging to the public foul sewer | at a point adjacent to Cedars Park, between manholes 3201 & 4100 | TM0641058220 | TM0641058220 | [54 empty] | 2000 | mg/l | [54 empty] | 2 | m³/hr | [36 empty] | 250 | mg/l | [10 empty] | 11 | pH | 6 | pH | [18 empty] | 1000 | mg/l | [8 empty] | 1000 | mg/l | [6 empty] | 45 | °C | [8 empty] | 20 | m³/d
STOWMARKET STW | S01JSMITHXKA2 | Direction | Live | No | ADU 665 | Johnson Cleaners UK Limited | 50 Ipswich Street | Stowmarket | Suffolk |  |  | IP14 1AD | 01/06/2010 | Wastewaters arising from the operations of a laundette | Johnson Cleaners UK Limited | Lydia House, Puma Court | Kings Business Park | Kings Drive, Prescot | Merseyside |  | L34 1PJ | at a point within the premises, prior to discharging to the public foul sewer | at rear of premises flowing into Ipswich Road, Stowmarket | TM0500058490 | TM0500058500 | [54 empty] | 2000 | mg/l | [54 empty] | 1 | l/s | [36 empty] | 100 | mg/l | [10 empty] | 11 | pH | 6 | pH | [18 empty] | 500 | mg/l | [8 empty] | 1000 | mg/l | [6 empty] | 45 | °C | [8 empty] | 10 | m³/d
STOWMARKET STW | S01CLIMAXXKA1 | Direction | Live | No | ADZ 665 | Climax Molybdenum UK Ltd | Needham Road | Stowmarket | Suffolk |  |  | IP14 2AE | 23/05/2016 | Used water from the analytical laboratory. | Climax Molybdenum UK Limited | Needham Road | Stowmarket | Suffolk |  |  | IP14 2AE | at a point outside the laboratory prior to mixing with the domestic sewage | at the Inlet to Stowmarket STW | TM0640058300 | TM0584058401 | [54 empty] | 500 | mg/l | [54 empty] | 0.3 | l/s | [48 empty] | 10 | pH | 6 | pH | [18 empty] | 500 | mg/l | [16 empty] | 45 | °C | [8 empty] | 0.5 | m³/d
STOWMARKET STW | S01ICISTOWKA1 | Direction | Live | No | TEDI-0230-2020 | ICI Paints AkzoNobel | Needham Road | Stowmarket | Suffolk |  |  | IP14 2QP | 26/04/2021 | Used water arising from air compressor draining. | Imperial Chemical Industries Limited | The Akzonobel Building | Wexham Road | Slough | United Kingdom |  | SL2 5DS | a point within the compressor room prior to discharging into the foul sewer | Prentice Road Pumping Station, Stowmarket | TM0557058230 | TM0522358595 | [54 empty] | 2000 | mg/l | [54 empty] | 1 | l/s | [48 empty] | 10 | pH | 6 | pH | [18 empty] | 1000 | mg/l | [16 empty] | 43 | °C | [8 empty] | 0.05 | m³/d
STOWMARKET STW | S01STOWICIKA1 | Direction | Live | No | TEDI-0231-2020 | ICI Paints AkzoNobel | Needham Road | Stowmarket | Suffolk |  |  | IP14 2QP | 26/04/2021 | Contaminated surface water arising from the ammonia storage bund. | Imperial Chemical Industries Limited | The Akzonobel Building | Wexham Road | Slough | United Kingdom |  | SL2 5DS | the outlet from the ammonia storage bund prior to discharging to the foul sewer | Prentice Road Pumping Station, Stowmarket | TM0552058210 | TM0552058210 | [54 empty] | 500 | mg/l | [54 empty] | 1 | l/s | [48 empty] | 10 | pH | 6 | pH | [18 empty] | 500 | mg/l | [16 empty] | 43 | °C | [8 empty] | 0.1 | m³/d
STOWMARKET STW | S01ICIXXXXKA1 | Direction | Live | No | TEDI-0229-2020 | ICI Paints AkzoNobel | Needham Road | Stowmarket | Suffolk |  |  | IP14 2QP | 26/04/2021 | Contaminated yard run-off arising from powder silo storage area and compressor water after passage through an interceptor. | Imperial Chemical Industries Limited | The Akzonobel Building | Wexham Road | Slough | United Kingdom |  | SL2 5DS | a point within the Silo Yard, after the interceptor, and prior to discharging to the foul sewer | Prentice Road Pumping Station, Stowmarket | TM0556058120 | TM0522358595 | [54 empty] | 1000 | mg/l | [54 empty] | 1 | l/s | [48 empty] | 10 | pH | 6 | pH | [18 empty] | 500 | mg/l | [16 empty] | 43 | °C | [8 empty] | 10 | m³/d
STOWMARKET STW | S01STOWPPGKA2 | Direction | Live | No | TEDI-0008-2021 | PPG Industries UK Limited | Stowmarket Works | Needham Road | Stowmarket | Suffolk |  | IP14 2AD | 22/03/2021 | Contaminated surface water run-off arising from a resin, paint and paint products manufacturing site. | PPG Industries UK Limited | P O Box 162 | Needham Road | Stowmarket | Suffolk |  | IP14 2AD | the tap on the pumped discharge from interceptor 101 | the rising main discharging into the headworks at Stowmarket WRC | TM0617157414 | TM0586058400 | [54 empty] | 500 | mg/l | [54 empty] | 7 | l/s | [36 empty] | 50 | mg/l | [10 empty] | 10 | pH | 6 | pH | [18 empty] | 200 | mg/l | [16 empty] | 43 | °C | [8 empty] | 150 | m³/d | [14 empty] | 1 | mg/l
STOWMARKET STW | S01STOWVETKA2 | Direction | Live | No | TEDI-0063-2022 | Stowe Veterinary Group | 54 Bury Road | Stowmarket | Suffolk |  |  | IP14 1JF | 17/04/2022 | Used water from laundering processes. | Stowe Veterinary Group* | (* - partnership comprising: P Mason, | M Barrow, P Canham and T Webster) | 54 Bury Road | Stowmarket | Suffolk | IP14 1JF | a point after the laundry and prior to connection to discharge to the public foul sewer | Bury Road, Stowmarket | TM0466059420 | TM0463059370 | [54 empty] | 2000 | mg/l | [54 empty] | 0.5 | l/s | [48 empty] | 11 | pH | 6 | pH | [18 empty] | 1000 | mg/l | [16 empty] | 43 | °C | [8 empty] | 1 | m³/d
STOWMARKET STW | S01STONICHKA1 | Direction | Live | No | TEDI-0252-2022 | Ichiban UK Limited | Church Farm | Earl Stonham | Stowmarket, Suffolk |  |  | IP14 5EE | 06/08/2023 | Settled and pH adjusted wash-down waters from sushi production areas and rice washing. | Ichiban UK Limited | Barrack Farm | Warren Lane, Woolpit | Bury St Edmunds | Suffolk |  | IP30 9RT | the manhole situated near the bottom of the reception steps (after settlement and pH control and prior to discharge into the public foul sewer) | a point on the A1120 main through road in Earl Stonham | TM1070658938 | TM1063658807 | [54 empty] | 2500 | mg/l | [54 empty] | 3 | l/s | [36 empty] | 250 | mg/l | [10 empty] | 10 | pH | 6 | pH | [18 empty] | 500 | mg/l | [16 empty] | 43 | °C | [8 empty] | 140 | m³/d
STOWMARKET STW | S01STOWGXOKA1 | Consent | Live | No | TECO-0223-2022 | GXO Logistics (UK) Ltd | Needham Road | Stowmarket | Suffolk |  |  | IP14 2QU | 17/01/2023 | Used water, after passage via an interceptor, from the external washing of vehicles only. | GXO Logistics (UK) Ltd | Saltire Court | Castle Terrace | Edinburgh |  |  | EH11 2EN | the manhole immediately downstream of the 3-stage interceptor serving the wash bay area | Stowmarket WRC headworks | TM0583257751 | TM0586058400 | [54 empty] | 2500 | mg/l | [54 empty] | 1 | l/s | [48 empty] | 11 | pH | 6 | pH | [18 empty] | 1000 | mg/l | [16 empty] | 43 | °C | [8 empty] | 2 | m³/d
STOWMARKET STW | S01STOWPPGKA0 | Consent | Live | No | TECO-0262-2023 | PPG Industries UK Ltd | Stowmarket Works | Needham Road | Stowmarket, Suffolk |  |  | IP14 2AD | 04/12/2023 | Used waters arising from (i) Demin/Dealk regen process, (ii) Iron filter backwash, (iii) Cooling tower bleed, and (iv) Boiler blowdown | PPG Industries UK Ltd | P.O. Box 162 | Needham Road | Stowmarket, Suffolk |  |  | IP14 2AD | the sample tap on the discharge pipework from the T1/T7 pits | the rising main discharging directly to Stowmarket WRC | TM0611757374 | TM0586058400 | [54 empty] | 2000 | mg/l |  |  |  |  | 8000 | mg/l | [48 empty] | 7 | l/s |  |  |  |  | 5 | mg/l | [42 empty] | 10 | pH | 6 | pH | [18 empty] | 1000 | mg/l | [16 empty] | 43 | °C | [8 empty] | 18 | m³/d
STOWMARKET STW | S01MSDCCREKA2 | Consent | Live | No | TECO-0253-2025 | Mid Suffolk District Council | Creeting Road West | Stowmarket | Suffolk |  |  | IP14 5AT | 17/12/2025 | Used water, after passage via an interceptor, from the external washing of vehicles only. | Mid Suffolk District Council | Endeavour House | Russell Road | Ipswich | Suffolk |  | IP1 2BX | a point prior to discharge into the public foul sewer from the final interceptor chamber | Creeting Road | TM0536058830 | TM0526058820 | [54 empty] | 2500 | mg/l | [54 empty] | 0.03 | l/s | [48 empty] | 11 | pH | 6 | pH | [18 empty] | 1000 | mg/l | [16 empty] | 43 | °C | [8 empty] | 2.5 | m³/d
STOWMARKET STW | S01GILLINDKA1 | Consent | Live | No | TECO-0003-2026 | Gill Industrial Cleaning | Unit 20A Tomo Industrial Park | Stowmarket | Suffolk |  |  | IP14 5AY | 05/03/2026 | Steam cleaning and shot blasting contaminants from machine parts including oil separation and solids removal. | Simon Gill of Gill Industrial Cleaning | Henry VIII Bungalow | Old Norwich Road | Barham | Suffolk |  | IP6 0NU | the outflow pipe from the wash bay directly in front of unit 20a | Iron Foundry Road | TM0556958367 | TM0548458465 | [54 empty] | 2500 | mg/l | [54 empty] | 0.25 | l/s |  |  |  |  | 150 | mg/l |  |  |  |  | 3 | mg/l | [24 empty] | 250 | mg/l | [10 empty] | 10 | pH | 6 | pH | [18 empty] | 1000 | mg/l | [16 empty] | 43 | °C | [8 empty] | 1 | m³/d | [14 empty] | 5 | mg/l
STRUBBY STW | S01NCD12CDKA | Direction | Live | No | TEDI-0136-2019 | Pocklington's Bakery Limited | Sunnyholme | Withern | Alford |  |  | LN13 0LD | 21/04/2020 | Used waters from the washing of bakery utensils, equipment and floors. | Pocklington's Bakery Limited | Sunnyholme | Withern | Alford, Lincolnshire |  |  | LN13 0LD | manhole in the entrance yard, prior to discharge to the public foul sewer | the A157 Main Road, Withern | TF4341082400 | TF4338082410 | [54 empty] | 8000 | mg/l | [54 empty] | 0.1 | l/s | [36 empty] | 250 | mg/l | [10 empty] | 10 | pH | 6 | pH | [18 empty] | 1500 | mg/l | [16 empty] | 45 | °C | [8 empty] | 2 | m³/d
STURTON BY STOW STW | S01ACI248JKA | Direction | Live | No | ADZ 60 | J Bradshaw & Sons Ltd | 36 High Street | Sturton-By-Stow | Lincolnshire |  |  | LN1 2BX | 01/09/2014 | Used water from the external washing of vehicles. | J Bradshaw & Sons Limited | 36 High Street | Sturton-by-Stow | Lincolnshire |  |  | LN1 2BX | at a point prior to discharge to the public foul sewer | a point near Fleet Road TPS, Sturton-by-Stow. | SK8897080810 | SK8897080810 | [54 empty] | 2500 | mg/l | [54 empty] | 1 | l/s | [36 empty] | 250 | mg/l | [10 empty] | 11 | pH | 6 | pH | [18 empty] | 1000 | mg/l | [8 empty] | 1000 | mg/l | [6 empty] | 45 | °C | [8 empty] | 2 | m³/d
SUDBURY STW | S01SUDTESCKA | Consent | Live | No | ACZ 186 | Tesco Hand Car Wash | Tesco Store - Sudbury | Woodhall Business Park | Springlands Way | Sudbury |  | IP8 3TS | 15/12/2014 | Used water from the jet washing of vehicles. | Huger Nouredine Hamad - T/A Tesco Hand Car Wash | 2 Herrick Close | New England | Peterborough | Cambs |  | PE1 3LW | at a point following the silt trap & interceptor, prior to discharge to the public foul sewer | at a point adjacent to A134 | TL8749542912 | TL8744042808 | [54 empty] | 2500 | mg/l | [54 empty] | 0.5 | l/s | [48 empty] | 11 | pH | 6 | pH | [18 empty] | 1000 | mg/l | [8 empty] | 1000 | mg/l | [6 empty] | 45 | °C | [8 empty] | 5 | m³/d
SUDBURY STW | S01SUDLGODKA1 | Consent | Live | No | ACU 04 | The Laundry Goddess | 51 North Street | Sudbury | Suffolk |  |  | CO10 1RE | 03/04/2009 | Wastewater from the laundering of domestic items only. | Beverley Hardy T/A The Laundry Goddess | 51 North Street | Sudbury | Suffolk |  |  | CO10 1RE | at a point at the rear of the premises prior to discharge into the public foul sewer | at Girling Street, Sudbury (manhole No. 3602) | TL8730041630 | TL8730041670 | [54 empty] | 2000 | mg/l | [54 empty] | 1 | l/s | [36 empty] | 100 | mg/l | [10 empty] | 11 | pH | 6 | pH | [18 empty] | 500 | mg/l | [8 empty] | 1000 | mg/l | [6 empty] | 45 | °C | [8 empty] | 10 | m³/d
SUDBURY STW | S01PJOHNXXKA1 | Direction | Live | No | ADZ 783 | AAA Cabs Limited | Unit 10 | Drury Road | Woodhall Business Park, Sudbury |  |  | CO10 1WH | 01/11/2016 | Used water from external washing of vehicles. | AAA Cabs Limited | Unit 10 | Drury Road | Woodhall Business Park | Sudbury, Suffolk |  | CO10 1WH | at a point prior to discharge into the public foul sewer | at Springlands Way, Sudbury | TL8783042730 | TL8782042700 | [54 empty] | 2500 | mg/l | [54 empty] | 0.5 | l/s | [48 empty] | 11 | pH | 6 | pH | [18 empty] | 1000 | mg/l | [16 empty] | 45 | °C | [8 empty] | 1 | m³/d
SUDBURY STW | S01SKETCHYKA | Direction | Live | No | ADZ 810 | Johnson Cleaners UK Limited | 31 Market Hill | Sudbury | Suffolk |  |  | CO10 6EN | 01/11/2016 | Used water from the laundering of domestic items only. | Johnson Cleaners UK Limited | Pittman Way | Fulwood | Preston |  |  | PR2 9ZD | at a point prior to discharge into the public foul sewer | at Market Hill, Sudbury | TL8736041290 | TL8736041290 | [54 empty] | 2000 | mg/l | [54 empty] | 1 | l/s | [48 empty] | 11 | pH | 6 | pH | [18 empty] | 1000 | mg/l | [16 empty] | 45 | °C | [8 empty] | 5 | m³/d
SUDBURY STW | S01SUDLONIKA1 | Direction | Live | No | ADZ 503 | Hand Car Wash | Station Road | Sudbury | Suffolk |  |  | CO10 2SP | 01/03/2016 | Used water, after passage via a gully-trap system, from the external washing of vehicles. | Mr Bashkim Hyseni - T/A Hand Car Wash | 8 Talbot Road | Sudbury | Suffolk |  |  | CO10 1WE | at a point within the premises and prior to discharge into the public foul sewer | at Station Road, Sudbury | TL8739041200 | TL8740041200 | [54 empty] | 2500 | mg/l | [54 empty] | 1 | l/s | [48 empty] | 11 | pH | 6 | pH | [18 empty] | 1000 | mg/l | [16 empty] | 45 | °C | [8 empty] | 4 | m³/d
SUDBURY STW | S01GTCSWALKA | Direction | Live | No | TEDI-0234-2020 | Stephen Walters & Sons Limited | Sudbury Silk Mills | Cornard Road | Sudbury | Suffolk |  | CO10 2XB | 06/07/2021 | Used water, after passage through an advanced oxidation treatment system to remove colour, generated from the dyeing process. | Stephen Walters & Sons Limited | Sudbury Silk Mills | Cornard Road | Sudbury | Suffolk |  | CO10 2XB | a point adjacent to the south-easterly facing factory wall | Cornard Road, Sudbury | TL8805240976 | TL8805740968 | [54 empty] | 2500 | mg/l |  |  |  |  | 10000 | mg/l | [6 empty] | 1.5 | mg/l | [40 empty] | 6.1 | l/s | [40 empty] | 90 | % | 90 | % | 90 | % |  |  | 10 | pH | 6 | pH | [18 empty] | 500 | mg/l | [8 empty] | 1000 | mg/l | [6 empty] | 43 | °C | [8 empty] | 10 | m³/d
SUDBURY STW | S01SUDSWALKA1 | Consent | Live | No | TECO-0087-2023 | Stephen Walters & Sons Limited | Sudbury Silk Mills | Cornard Road | Sudbury | Suffolk |  | CO10 2XB | 24/04/2023 | Used water comprising air compressor condensate. | Stephen Walters & Sons Limited | Sudbury Silk Mills | Cornard Road | Sudbury | Suffolk |  | CO10 2XB | the sample point after the air compressor | Cornard Road | TL8802440964 | TL8805840967 | [54 empty] | 2000 | mg/l | [54 empty] | 0.002 | l/s | [48 empty] | 10 | pH | 6 | pH | [18 empty] | 1000 | mg/l | [16 empty] | 43 | °C | [8 empty] | 0.03 | m³/d
SUDBURY STW | S01SUDKINGKA1 | Consent | Live | No | TECO-0276-2024 | Kingfisher Leisure Centre | Station Road | Sudbury | Suffolk |  |  | CO10 2SU | 14/01/2025 | Used water from the filter backwashing process and periodic drain-down of swimming pool contents. | Abbeycroft Leisure | Haverhill Leisure Centre | Ehringshausen Way | Haverhill | Suffolk |  | CB9 0ER | a point prior to discharge into the public foul sewer | Station Road, Sudbury | TL8760841082 | TL8760841082 | [54 empty] | 1000 | mg/l | [10 empty] | 5 | mg/l | [42 empty] | 5 | l/s | [48 empty] | 10 | pH | 6 | pH | [18 empty] | 1000 | mg/l | [16 empty] | 43 | °C | [8 empty] | 12 | m³/d
SUDBURY STW | S01SUDBABEKA1 | Consent | Live | No | TECO-0189-2025 | Babergh District Council | Alexandra Road | Sudbury | Suffolk |  |  | CO10 2ZX | 20/10/2025 | Used water, after passage via an interceptor, from (i) the external washing of vehicles, (ii) de-watering of road sweeping waste and (iii) contaminated surface water run-off. | Babergh District Council | Endeavour House | Russell Road | Ipswich, Suffolk |  |  | IP1 2BX | the final chamber of the interceptor | Hillside Road, Sudbury | TL8825641396 | TL8822441280 | [54 empty] | 2500 | mg/l | [54 empty] | 1 | l/s | [48 empty] | 11 | pH | 6 | pH | [18 empty] | 1000 | mg/l | [16 empty] | 43 | °C | [8 empty] | 3 | m³/d
SUTTERTON-WIGTOFT STW | S01SUTTITVKA1 | Consent | Live | No | ACZ 189 | Intercounty Truck And Van Ltd | Old Station Yard | Station Road | Sutterton | Boston |  | PE20 2LF | 18/12/2014 | Used water from vehicle washing, having passed through an interceptor. | Intercounty Truck And Van Limited | C/O Ballyvesey Holdings Ltd | Stewarts Road | Finedon Road Industrial Estate | Wellingborough |  | NN8 4TR | at a point after the silt interceptor, prior to discharge to the public foul sewer | at manhole 0201, Station Road, Sutterton | TF2902634285 | TF2902634285 | [54 empty] | 2500 | mg/l | [54 empty] | 1 | l/s | [48 empty] | 11 | pH | 6 | pH | [18 empty] | 1000 | mg/l | [8 empty] | 1000 | mg/l | [6 empty] | 45 | °C | [8 empty] | 2 | m³/d
SUTTERTON-WIGTOFT STW | S01SUTTSLFKA1 | Consent | Live | No | ACZ 461 | South Lincs Foodservice | Endeavour Way | Sutterton Enterprise Park | Sutterton, Boston |  |  | PE20 2JA | 09/03/2016 | Used water after passage via an interceptor, from the external washing of vehicles only using a jet wash facility. | MGS Management Services Limited | Buckingham Court | Kingsmead Business Park | Frederick Place | High Wycombe, Buckinghamshire |  | HP11 1JU | at a point after the interceptor | at manhole 4100, Endeavour Way, Sutterton | TF2849535225 | TF2845835180 | [54 empty] | 2500 | mg/l | [54 empty] | 1 | l/s | [48 empty] | 11 | pH | 6 | pH | [18 empty] | 1000 | mg/l | [16 empty] | 45 | °C | [8 empty] | 2 | m³/d
SUTTERTON-WIGTOFT STW | S01JAKEMANKA | Direction | Live | No | TEDI-0100-2025 | Jakemans (Confectioners) Limited | Endeavour Way, Sutterton Enterprise Park | Sutterton, Boston | Lincolnshire |  |  | PE20 2JA | 15/09/2025 | Used waters arising from the cleaning of utensils and associated factory hygiene washdown, and boiler blowdown. | Jakemans (Confectioners) Limited | G R Lane Health Product Limit, | Sisson Road | Gloucester | Gloucestershire |  | GL2 0GR | a suitable point after the v-notch weir, prior to discharging into the public foul sewer | Endeavour Way, Sutterton | TF2840335187 | TF2845835180 | [54 empty] | 20000 | mg/l | [16 empty] | 1 | mg/l | [36 empty] | 1 | l/s | [48 empty] | 10 | pH | 6 | pH | [18 empty] | 500 | mg/l | [16 empty] | 43 | °C | [8 empty] | 12 | m³/d | [14 empty] | 1 | mg/l
SUTTON BRIDGE STW | S01LSUTHCWKA0 | Consent | Live | No | ACX 152 | Long Sutton Hand Car Wash | 45A Bridge Road | Long Sutton | Lincolnshire |  |  | PE12 9LE | 11/10/2013 | Used waters arising from the external washing of vehicles only | Said Ziane | Long Sutton Hand Car Wash | 45 Bridge Road | Long Sutton | Lincolnshire |  | PE12 9LE | at the circular manhole situated between the south east corner of the site and Bridge Road | in Bridge Road, Long Sutton | TF4420022420 | TF4420022410 | [54 empty] | 2500 | mg/l | [54 empty] | 0.1 | l/s | [36 empty] | 250 | mg/l | [10 empty] | 11 | pH | 6 | pH | [18 empty] | 1000 | mg/l | [8 empty] | 1000 | mg/l | [6 empty] | 45 | °C | [8 empty] | 2 | m³/d
SUTTON BRIDGE STW | S01CHASEFSKA | Direction | Live | No | ADT 413 | Lincoln Cooperative Society Ltd | The Chase Filling Station | West Street | Long Sutton | Lincolnshire |  | PE12 9BN | 01/06/2009 | Wastewaters arising from the external washing of vehicles | Lincolnshire Cooperative Limited | Stanley Bett House | 15 - 23 Tentercroft Street | Lincoln | Lincolnshire |  | LN5 7DB | at a point prior to discharging to the public foul sewer | Spring Gardens, Long Sutton | TF4285022860 | TF4284022830 | [54 empty] | 2000 | mg/l | [54 empty] | 1 | m³/hr | [36 empty] | 250 | mg/l | [10 empty] | 11 | pH | 6 | pH | [18 empty] | 1000 | mg/l | [8 empty] | 1000 | mg/l | [6 empty] | 45 | °C | [8 empty] | 5 | m³/d
SUTTON BRIDGE STW | S01SUTNPWRKA | Direction | Live | No | TEDI-0013-2019 | Sutton Bridge Power Station | Centenary Way | Sutton Bridge | Spalding | Lincolnshire |  | PE12 9TF | 06/04/2019 | Process used water from on-site water treatment (demineralisation) plant, boiler blowdown, turbine wash effluent and miscellaneous waste from feedwater and condensate sampling systems. | Calon Energy Limited | Severn Power Station | West Nash Road | Nash | Newport | Gwent | NP18 2BZ | a point at the neutralisation sump weir S1 | Centenary Way Pumping Station, Sutton Bridge | TF4805019975 | TF4821820002 | [54 empty] | 500 | mg/l | [54 empty] | 7 | l/s | [48 empty] | 10 | pH | 6 | pH | [18 empty] | 100 | mg/l | [16 empty] | 45 | °C | [8 empty] | 400 | m³/d
SUTTON BRIDGE STW | S01ROFFES KA | Direction | Live | No | TEDI-0130-2024 | Roffes Transport Ltd | West Bank | Sutton Bridge | Spalding | Lincolnshire |  | PE12 9QH | 23/12/2024 | Used water from the external washing of vehicles only, to include MOT preparation. | Roffes Transport Limited | West Bank | Sutton Bridge | Spalding | Lincolnshire |  | PE12 9QH | a point prior to discharging to the public foul sewer | Custom House Street, Sutton Bridge | TF4819021430 | TF4818021450 | [54 empty] | 2000 | mg/l | [54 empty] | 1 | l/s | [48 empty] | 11 | pH | 6 | pH | [18 empty] | 1000 | mg/l | [16 empty] | 43 | °C | [8 empty] | 3 | m³/d | [14 empty] | 2 | mg/l
SUTTON BRIDGE STW | S01GEESTSBKA | Direction | Live | No | TEDI-0125-2025 | Bakkavor Foods Limited | Wingland Industrial Estate | Chalk Lane | Sutton Bridge | Lincolnshire |  | PE12 9YF | 31/12/2025 | Used water comprising the following only: - washwater from cleansing of process plant and pipework, - washwater associated with salad and vegetable washing. | Bakkavor Foods Limited | Fitzroy Place 5th Floor | 8 Mortimer Street | London |  |  | W1T 3JJ | the round chamber in the left hand corner of the compound | Sutton Bridge Power Station | TF4839020310 | TF4824020020 | [54 empty] | 1250 | mg/l | [54 empty] | 12.5 | l/s | [36 empty] | 250 | mg/l | [10 empty] | 10 | pH | 6 | pH | [18 empty] | 500 | mg/l | [8 empty] | 1000 | mg/l | [6 empty] | 43 | °C | [8 empty] | 750 | m³/d
SWAFFHAM STW | S01SWAFPOLKA1 | Consent | Live | No | ACZ 697 | Swaffham Police Station | Westacre Road | Swaffham |  |  |  | PE37 7LY | 29/06/2017 | Used waters from vehicle washing. | Norfolk Constabulary | Jubilee House | Falconers Chase | Wymondham | Norfolk |  | NR18 0WW | at inspection chamber prior to discharge to the foul sewer | at manhole 6202, in West Acre Road, Swaffham | TF8164509261 | TF8162109204 | [54 empty] | 2500 | mg/l | [54 empty] | 4.5 | l/s | [48 empty] | 11 | pH | 6 | pH | [18 empty] | 1000 | mg/l | [16 empty] | 45 | °C | [8 empty] | 1 | m³/d
SWAFFHAM STW | S01315TEXAKA | Direction | Live | No | ADT 278 | Petrol Service Station | 2 Lynn Road | Swaffham | Norfolk |  |  | PE37 7AZ | 01/01/2009 | Wastewater, following passage via an interceptor, from the external washing of vehicles only. | The Occupier | Petrol Service Station | 2 Lynn Road | Swaffham | Norfolk |  | PE37 7AZ | at a point prior to discharge into the public foul sewer | at West Acre Road, Swaffham | TF8158009220 | TF8159009240 | [54 empty] | 2000 | mg/l | [54 empty] | 2 | m³/hr | [36 empty] | 250 | mg/l | [10 empty] | 11 | pH | 6 | pH | [18 empty] | 1000 | mg/l | [8 empty] | 1000 | mg/l | [6 empty] | 45 | °C | [8 empty] | 10 | m³/d
SWAFFHAM STW | S01SWAPOLIKA2 | Consent | Live | No | TECO-0092-2022 | Swaffham Police Station | Green Way | Swaffham | Norfolk |  |  | PE30 7HT | 30/06/2022 | Used water, after passage via an interceptor, from the external washing of vehicles only. | Norfolk Constabulary | Jubilee House | Falconers Chase | Wymondham | Norfolk |  | NR18 0WW | the foul manhole adjacent to the washbay grit trap | Turbine Way | TF8167609937 | TF8171109655 | [54 empty] | 2500 | mg/l | [54 empty] | 0.5 | l/s | [48 empty] | 11 | pH | 6 | pH | [18 empty] | 1000 | mg/l | [16 empty] | 43 | °C | [8 empty] | 1.8 | m³/d
SWAFFHAM STW | S01TEM0250KA1 | Consent | Live | No | TECO-0024-2026 | c/o MEL Environmental Solutions Ltd | 8 Adastral Place | Swaffham | Norfolk |  |  | PE37 7RG | 16/02/2026 | Groundwater following the removal of free-phase and dissolved phase hydrocarbons, by oil water separation followed by absorption through activated carbon media,only to be discharged during the period from 16 February 2026 to 16 August 2026 inclusive. | MEL Environmental Solutions Ltd | 80 Station Parade | Harrogate |  |  |  | HG1 1HQ | a point following the installed treatment plant | Adastral Place | TF8228609189 | TF8229209209 | [54 empty] | 500 | mg/l | [54 empty] | 0.1 | l/s | [48 empty] | 10 | pH | 6 | pH | [18 empty] | 500 | mg/l | [16 empty] | 43 | °C | [8 empty] | 8.7 | m³/d
SWANBOURNE STW | S015001001KA1 | Consent | Live | No | ACT 145 | Swanbourne House School Trust Limited | Swanbourne | Milton Keynes | Buckinghamshire |  |  | MK17 0HZ | 12/02/2009 | Wastewaters from the backwashing of swimming pool filters and the periodic drain down of pool contents | Swanbourne House School Trust Limited | Swanbourne | Milton Keynes | Buckinghamshire |  |  | MK17 0HZ | at a point prior to discharging to the foul sewer | Swanbourne P/Stn, Winslow Road | SP8006027040 | SP8019026830 | [54 empty] | 1000 | mg/l | [54 empty] | 2.8 | l/s | [36 empty] | 250 | mg/l | [10 empty] | 10 | pH | 6 | pH | [18 empty] | 500 | mg/l | [8 empty] | 1000 | mg/l | [6 empty] | 45 | °C | [8 empty] | 15 | m³/d
SWINDERBY STW | S01SWIBDPDKA1 | Consent | Live | No | ACZ 608 | DPD Group UK | Electric Avenue | Witham St Hughs | Lincoln |  |  | LN6 9BL | 28/11/2016 | Used water after settlement from the external cleaning of vehicles. | DPD Group UK | Roebuck Lane | Smethwick | West Midlands |  |  | B66 1BY | at a point after the settlement sump | at Electric Avenue, Witham St Hughs | SK8877662195 | SK8889362192 | [54 empty] | 2500 | mg/l | [54 empty] | 1 | l/s | [48 empty] | 11 | pH | 6 | pH | [18 empty] | 1000 | mg/l | [16 empty] | 45 | °C | [8 empty] | 5 | m³/d
SWINDERBY STW | S01DNWSWTMKA | Direction | Live | No | TEDI-0128-2024 | Apogee Corporation Limited | Jesson House | Unit 1, Electric Avenue | Witham St Hughs, | Swinderby | Lincolnshire | LN6 9BJ | 01/10/2024 | Used water arising from the washing of components during the servicing and repair of inkjet printers, photocopiers, fax machines and other office equipment, and used water from rinse tank. | Apogee Corporation Limited | Nimbus House | Liphook Way | 20-20 Business Park | Maidstone | Kent | ME16 0FZ | a draw-off tap in waste pipe in Parts Wash Room | MH1101, Warren Lane, Witham St Hughes | SK8895562273 | SK8915362129 | [54 empty] | 5000 | mg/l | [16 empty] | 3 | mg/l | [36 empty] | 1 | l/s | [36 empty] | 250 | mg/l | [10 empty] | 10 | pH | 6 | pH | [18 empty] | 1000 | mg/l | [16 empty] | 43 | °C | [8 empty] | 1 | m³/d | [14 empty] | 5 | mg/l
SWINESHEAD STW (LINCS) | S01SWHDRAYKA1 | Consent | Live | No | ACZ 352 | Drayton Motors | The Drayton | Swineshead | Boston |  |  | PE20 3JN | 01/09/2015 | Used water after passage via an interceptor, arising from the external washing of vehicles. | Wilson & Co (Kia) Ltd | Hewitts Avenue | Hewitts Circus | Humbertston | Grimbsy | Licolnshire | DN36 4SE | at a point after the interceptor, prior to discharge to the public foul sewer | at manhole 3301, The Drayton, Swineshead | TF2433239362 | TF2435939388 | [54 empty] | 2500 | mg/l | [54 empty] | 1 | l/s | [48 empty] | 11 | pH | 6 | pH | [18 empty] | 1000 | mg/l | [16 empty] | 45 | °C | [8 empty] | 5 | m³/d
SWINESHEAD STW (LINCS) | S01IDBSWHDKA | Direction | Live | No | ADX 448 | Black Sluice Internal Drainage Board | Station Road | Swineshead | Boston | Lincolnshire |  | PE20 3PW | 01/03/2013 | Wastewater, after passage via an interceptor, arising from the external washing of agricultural vehicles and plant. | Black Sluice Internal Drainage Board | Station Road | Swineshead | Boston | Lincolnshire |  | PE20 3PW | at a point prior to discharge into the public foul sewer | at Station Road, Swineshead | TF2280041380 | TF2287041450 | [54 empty] | 1000 | mg/l | [54 empty] | 1 | m³/hr | [36 empty] | 100 | mg/l | [10 empty] | 11 | pH | 6 | pH | [18 empty] | 500 | mg/l | [8 empty] | 1000 | mg/l | [6 empty] | 45 | °C | [8 empty] | 4 | m³/d
TEMPSFORD STW | S011066101KA1 | Direction | Live | No | ADZ 437 | D S Smith UK Limted | South Mills | Blunham | Bedfordshire |  |  | MK44 3PH | 01/11/2015 | Used water from boiler blowdown and water softener. | D S Smith UK Limtied | 350 Euston Raod | London |  |  |  | NW1 3AX | at a point after treatment and prior to discharging to the public foul sewer | at South Mills, Blunham | TL1542050360 | TL1534050390 | [54 empty] | 2000 | mg/l | [54 empty] | 2 | l/s | [48 empty] | 12.5 | pH | 6 | pH | [18 empty] | 1000 | mg/l | [16 empty] | 45 | °C | [8 empty] | 1 | m³/d
TETFORD STW | S01022KELYKA | Direction | Live | No | TEDI-0009-2022 | Aura-Soma Products Limited | South Road, Tetford | Horncastle | Lincolnshire |  |  | LN9 6QB | 21/03/2022 | Used water from the cleaning of equipment and utensils in an aromatherapy products laboratory. | Aura-Soma Products Limited | South Road, Tetford | Horncastle | Lincolnshire |  |  | LN9 6QB | the manhole in the yard in front of the reception area | South Road, Tetford | TF3310074300 | TF3310074300 | [54 empty] | 3000 | mg/l | [54 empty] | 1 | l/s | [48 empty] | 10 | pH | 6 | pH | [18 empty] | 1000 | mg/l | [16 empty] | 43 | °C | [8 empty] | 2 | m³/d
TETNEY-NEWTON MARSH STW | S01ACW127WKA | Consent | Live | No | ACW 127 | Wilson & Co | Hewitts Avenue | Hewitts Circus | Grimsby | North Lincolnshire |  | DN36 4SE | 13/12/2011 | Wastewaters from the cleaning & valeting of vehicles | Wilson & Co (Motor Sales) Limited | 10 Chiswell Street | London |  |  |  | EC1Y 4UQ | at manhole after interceptor, prior to discharge to the public foul sewer | at Altyre Way, Grimsby | TA2943006510 | TA2941006430 | [54 empty] | 2500 | mg/l | [54 empty] | 0.11 | m³/hr | [36 empty] | 250 | mg/l | [10 empty] | 11 | pH | 6 | pH | [18 empty] | 1000 | mg/l | [8 empty] | 1000 | mg/l | [6 empty] | 45 | °C | [8 empty] | 1 | m³/d
TETNEY-NEWTON MARSH STW | S01CLEEJACKA | Direction | Live | No | ADY 48 | Cleethorpes Leisure Centre | Kingsway | Cleethorpes | North East Lincolnshire |  |  | DN35 0BY | 01/08/2013 | Wastewater from the jacuzzi filter backwashing process and from the periodic drain-down of jacuzzi contents. | North East Lincolnshire Council | Municipal Offices | Town Hall Square | Grimsby | North East Lincolnshire |  | DN31 1HU | at a point prior to discharge into the public foul sewer | at Kings Road, Cleethorpes | TA3145007950 | TA3145007950 | [54 empty] | 1000 | mg/l | [10 empty] | 5 | mg/l | [42 empty] | 7 | m³/hr | [36 empty] | 250 | mg/l | [10 empty] | 10 | pH | 6 | pH | [18 empty] | 1000 | mg/l | [8 empty] | 1000 | mg/l | [6 empty] | 45 | °C | [8 empty] | 7 | m³/d
TETNEY-NEWTON MARSH STW | S01CLEELEIKA | Direction | Live | No | ADY 49 | Cleethorpes Leisure Centre | Kingsway | Cleethorpes | North East Lincolnshire |  |  | DN35 0BY | 01/08/2013 | Wastewater arising from the filter backwashing process and periodic drain-down of swimming pool contents. | North East Lincolnshire Council | Municipal Offices | Town Hall Square | Grimsby | North East Lincolnshire |  | DN31 1HU | at a point prior to discharge into the public foul sewer | at the junction of Kings Road and Kingsway, Cleethorpes | TA3144407911 | TA3145007950 | [54 empty] | 1000 | mg/l | [10 empty] | 5 | mg/l | [42 empty] | 140 | m³/hr | [36 empty] | 250 | mg/l | [10 empty] | 10 | pH | 6 | pH | [18 empty] | 1000 | mg/l | [8 empty] | 1000 | mg/l | [6 empty] | 45 | °C | [8 empty] | 140 | m³/d
TETNEY-NEWTON MARSH STW | S01ACO48EXKA | Direction | Live | No | ADY 24 | Select Plant Hire Company Ltd | Cheapside Works | Waltham | Grimsby | North East Lincolnshire |  | DN37 0JD | 01/07/2013 | Wastewaters from the external washing of vehicles, plant and machinery. | Select Plant Hire Company Ltd | Bridge Place | Anchor Boulevard | Admirals Park | Crossways, Dartford,Kent |  | DA2 6SN | at a point prior to discharge into the public sewer | at Cheapside, Waltham | TA2783901699 | TA2787001740 | [54 empty] | 2500 | mg/l | [54 empty] | 2 | m³/hr | [36 empty] | 250 | mg/l | [10 empty] | 11 | pH | 6 | pH | [18 empty] | 1000 | mg/l | [8 empty] | 1000 | mg/l | [6 empty] | 45 | °C | [8 empty] | 10 | m³/d
TETNEY-NEWTON MARSH STW | S01ACW126JKA | Direction | Live | No | ADY 374 | Stoneacre | Altyre Way | Hewitts Avenue Business Park | Humberston, Grimbsy | North East Lincolnshire |  | DN36 4RJ | 01/05/2014 | Used water, after passage through suitable interceptor, from external cleaning of cars and workshop floor. | Decidebloom Limited | c/o Stonacre | Winterton Road | Scunthorpe, North Lincolnshire |  |  | DN15 6AH | at manhole after interceptor prior to discharge to the public foul sewer | at Altyre Way, Humberston | TA2939006360 | TA2936006410 | [54 empty] | 2500 | mg/l | [54 empty] | 0.23 | m³/hr | [36 empty] | 250 | mg/l | [10 empty] | 11 | pH | 6 | pH | [18 empty] | 1000 | mg/l | [8 empty] | 1000 | mg/l | [6 empty] | 45 | °C | [8 empty] | 1 | m³/d
TETNEY-NEWTON MARSH STW | S01ACJ87BCKA1 | Direction | Live | No | ADW 196 | Beachcomber | 208 North Sea Road | Humberston | North East Lincolnshire |  |  | DN36 4ST | 01/02/2012 | Wastewater from the filter backwashing process & periodic drain-down of swimming pool contents. | Riverhead Commercial Services Limited | Beverley Farm | South Cliff, Hornsea | East Yorkshire |  |  | HU18 1TL | at a point of discharge to the public foul sewer. | at Kings Road, Cleethorpes | TA3228006220 | TA3229006200 | [54 empty] | 1000 | mg/l | [10 empty] | 5 | mg/l | [42 empty] | 2 | l/s | [36 empty] | 250 | mg/l | [10 empty] | 10 | pH | 6 | pH | [18 empty] | 1000 | mg/l | [8 empty] | 1000 | mg/l | [6 empty] | 45 | °C | [8 empty] | 50 | m³/d
TETNEY-NEWTON MARSH STW | S01340 KA | Direction | Live | No | ADW 370 | Dolly Tub Launderette | 7 Mill Road | Cleethorpes | North East Lincolnshire |  |  | DN35 8HZ | 01/06/2012 | Wastewater from laundering of domestic items. | Joan Ann Funnell | Dolly Tub Launderette | 7 Mill Road | Cleethorpes | North East Lincolnshire |  | DN35 8HZ | under grill trap in cupboard on right hand side of shop, prior to discharge to the public foul sewer | at Mill Road, Cleethorpes | TA3058008530 | TA3058008330 | [54 empty] | 2000 | mg/l | [54 empty] | 1 | l/s | [36 empty] | 100 | mg/l | [10 empty] | 11 | pH | 6 | pH | [18 empty] | 1000 | mg/l | [8 empty] | 1000 | mg/l | [6 empty] | 45 | °C | [8 empty] | 4 | m³/d
TETNEY-NEWTON MARSH STW | S01ACR236 KA | Direction | Live | No | ADY 375 | VIP Bin Cleaning | Unit 18 | Poplar Road Business Units | Cleethorpes, North East Lincolnshire |  |  | DN35 8BL | 01/05/2014 | Screened used waters from the washing of domestic and commercial wheelie bins (by a high pressure wash). | Mr Steve Murray - T/A VIP Bin Cleaning | 60 Mill Road | Cleethorpes | North East Lincolnshire |  |  | DN35 8JD | at a point prior to discharge into the public foul sewer | at Poplar Road | TA3026009120 | TA3026009120 | [54 empty] | 2000 | mg/l | [54 empty] | 0.25 | m³/hr | [36 empty] | 250 | mg/l | [10 empty] | 10 | pH | 6 | pH | [18 empty] | 1000 | mg/l | [8 empty] | 1000 | mg/l | [6 empty] | 45 | °C | [8 empty] | 0.25 | m³/d
TETNEY-NEWTON MARSH STW | S01NCC45JTKA | Direction | Live | No | ADZ 850 | Bucaneer Service Station (FS208) | 443 Grimsby Road | Cleethorpes | North East Lincolnshire |  |  | DN35 8AJ | 01/12/2016 | Used water from external washing of vehicles. | Motor Fuel Limited | Builidng 2, Abbey View | Everard Close | St Albans | Hertfordshire |  | AL1 2QU | at last manhole on interceptor system prior to discharge to the foul sewer | at Grimsby Road, Cleethorpes | TA3010309144 | TA3007209126 | [54 empty] | 2500 | mg/l | [54 empty] | 1 | l/s | [48 empty] | 11 | pH | 6 | pH | [18 empty] | 1000 | mg/l | [16 empty] | 45 | °C | [8 empty] | 7 | m³/d
TETNEY-NEWTON MARSH STW | S01ACZ04RHKA | Consent | Live | No | ACZ 04 | Read Hyundai Limited | Altyre Way | Humberston | Grimsby | N.E. Lincolnshire |  | DN36 4RJ | 14/04/2014 | Used waters from external jet washing of vehicles after treatment | Read Hyundai Limited | Railway Street | Grimsby | N.E. Lincolnshire |  |  | DN32 7BN | at last manhole on interceptor system prior to discharging to the foul sewer | at Altyre Way, Grimsby | TA2950406474 | TA2941006433 | [54 empty] | 2500 | mg/l | [54 empty] | 0.1 | l/s | [36 empty] | 250 | mg/l | [10 empty] | 11 | pH | 6 | pH | [18 empty] | 1000 | mg/l | [8 empty] | 1000 | mg/l | [6 empty] | 45 | °C | [8 empty] | 0.6 | m³/d
TETNEY-NEWTON MARSH STW | S01NCC18BPKA | Direction | Live | No | ADZ 647 | Petrol Service Station | Hewitts Circus | Cleethorpes | North East Lincolnshire |  |  | DN35 9QH | 01/08/2016 | Used waters from a vehicle wash. | The Occupier | Petrol Service Station | Hewitts Circus | Cleethorpes | North East Lincolnshire |  | DN35 9QH | at a point prior to discharge into the public foul sewer | at Humberstone Road | TA2952006880 | TA2952006880 | [54 empty] | 2500 | mg/l | [54 empty] | 0.5 | l/s | [48 empty] | 11 | pH | 6 | pH | [18 empty] | 1000 | mg/l | [16 empty] | 45 | °C | [8 empty] | 10 | m³/d
TETNEY-NEWTON MARSH STW | S01SIEMNWTKA1 | Consent | Live | No | TECO-0085-2021 | Siemens Traincare Depot | 211-215 North Promenade | Cleethorpes | NE Lincolnshire |  |  | DN35 8SJ | 02/06/2021 | Used water, after passage via a settlement chamber, from the external washing of rolling stock only. | Siemens Mobility Limited | Euston House | 24 Eversholt Street | London |  |  | NW1 1AD | the wet well next to the train wash control building | North Promenade | TA3038009413 | TA3040809446 | [54 empty] | 2500 | mg/l | [54 empty] | 1 | l/s | [48 empty] | 11 | pH | 6 | pH | [18 empty] | 1000 | mg/l | [16 empty] | 43 | °C | [8 empty] | 15 | m³/d
TETNEY-NEWTON MARSH STW | S01SBCLNWTKA1 | Consent | Live | No | TECO-0068-2022 | T/A Smelloway Bin Cleaning Limited | Neptune Street | Saunby Grove | Cleethorpes | NE Lincolnshire |  | DN35 8BG | 24/05/2022 | Screened used water from the cleaning of wheelie bins (by a high pressure wash). | Smelloway Bin Cleaning Limited | 145 Grimsby Road | Cleethorpes | NE Lincolnshire |  |  | DN35 7DG | the manhole to the left inside the main gate to the premises | Neptune Street | TA3031309333 | TA3032409320 | [54 empty] | 2000 | mg/l | [54 empty] | 0.5 | l/s | [48 empty] | 10 | pH | 6 | pH | [18 empty] | 1000 | mg/l | [16 empty] | 43 | °C | [8 empty] | 0.5 | m³/d
TETNEY-NEWTON MARSH STW | S01NCB08 KA | Direction | Live | No | TEDI-0042-2024 | Willy's Brewery | 2 Brighton Street | Cleethorpes | North East Lincolnshire |  |  | DN35 8QY | 01/07/2024 | General liquors and used waters generated during the process of brewing beer. | Willy's Wine Bar Limited | 17 Highcliff Road | Cleethorpes | North East Lincolnshire |  |  | DN35 8RQ | the drain in the brewery floor | Brighton Street, Cleethorpes | TA3102008470 | TA3103008460 | [54 empty] | 24000 | mg/l | [54 empty] | 0.3 | l/s | [48 empty] | 10 | pH | 6 | pH | [18 empty] | 3000 | mg/l | [16 empty] | 43 | °C | [8 empty] | 0.1 | m³/d
TEVERSHAM STW | S01TEVEDOEKA | Direction | Live | No | ADW 28 | Ernest Doe & Sons Ltd | Wilbraham Road | Fulbourn | Cambridge, Cambs |  |  | CB1 5EX | 01/09/2011 | Wastewater from the external washing of vehicles only. | Ernest Doe & Son Limited | Ulting | Maldon | Essex |  |  | CM9 6QH | at the inspection chamber or gulley next to the vehicle wash, prior to discharge to the public foul sewer. | at Wilbraham Road, Fulbourn. | TL5240056830 | TL5245056830 | [54 empty] | 2500 | mg/l | [54 empty] | 1 | m³/hr | [36 empty] | 250 | mg/l | [10 empty] | 11 | pH | 6 | pH | [18 empty] | 1000 | mg/l | [8 empty] | 1000 | mg/l | [6 empty] | 45 | °C | [8 empty] | 2 | m³/d
TEVERSHAM STW | S01WESTVEHKA | Direction | Live | No | ADU 561 | WVR Body Repair Centre | 3-5 Breckenwood Road | Fulbourn | Cambridge |  |  | CB1 5DQ | 01/05/2010 | Wastewater from: 1 - the washing of vehicles 2 - washing of equipment associated with the use of water-based paint. | P & R Coachworks Limited | Gog-Magog Garage | Babraham Road | Cambridge |  |  | CB22 4AY | at the container inside the workshop area | at Teversham Road, Fulham | TL5110056650 | TL5100056640 | [54 empty] | 2000 | mg/l | [54 empty] | 0.2 | m³/hr | [36 empty] | 250 | mg/l | [10 empty] | 11 | pH | 6 | pH | [18 empty] | 1000 | mg/l | [8 empty] | 1000 | mg/l | [6 empty] | 45 | °C | [8 empty] | 0.2 | m³/d
THETFORD STW | S01350SDFTKA1 | Consent | Live | No | ACZ 455 | SDF Transport Solutions Ltd | 15 St Helens Way | Fison Way Industrial Estate | Thetford |  |  | IP24 1HG | 09/03/2016 | Used water from the cleaning of commercial vehicles and HGV. | SDF Transport Solutions Limited | 142 New London Road | Chelmsford | Essex |  |  | CM2 0AW | at inspection chamber after gully | at St Helens Way | TL8682284754 | TL8679984761 | [54 empty] | 2500 | mg/l | [54 empty] | 0.3 | l/s | [48 empty] | 11 | pH | 6 | pH | [18 empty] | 1000 | mg/l | [16 empty] | 45 | °C | [8 empty] | 1 | m³/d
THETFORD STW | S01350VIPBKA3 | Consent | Live | No | ACZ 38 | VIP Bin Cleaning (cb) | 17 Buckenham Way | Thetford | Norfolk |  |  | IP24 1ES | 05/06/2014 | Used water used in the washing of domestic wheelie bins. | Ian Goddard | t/a VIP Bin Cleaning (cb) | 17 Buckenham Way | Thetford | Norfolk |  | IP24 1ES | at the of rear of 17 Buckenham Road, Thetford | at Buckenham Way, Thetford | TL8715884153 | TL8715084155 | [54 empty] | 2500 | mg/l | [54 empty] | 0.03 | l/s | [36 empty] | 250 | mg/l | [10 empty] | 11 | pH | 6 | pH | [18 empty] | 1000 | mg/l | [8 empty] | 1000 | mg/l | [6 empty] | 45 | °C | [8 empty] | 0.25 | m³/d
THETFORD STW | S01350POLIKA1 | Consent | Live | No | ACZ 694 | Thetford Police Station | Norwich Road | Thetford |  |  |  | IP24 2HU | 29/06/2017 | Used waters from vehicles washing. | Norfolk Constabulary | Jubilee House | Falconers Chase | Wymondham | Norfolk |  | NR18 0WW | at inspection chamber priot to discharge to the foul sewer | at Manhole 1301 in Norfolk Road, Thetford | TL8714083400 | TL8717183347 | [54 empty] | 2500 | mg/l | [54 empty] | 0.5 | l/s | [48 empty] | 11 | pH | 6 | pH | [18 empty] | 1000 | mg/l | [16 empty] | 45 | °C | [8 empty] | 1 | m³/d
THETFORD STW | S01350DAIRKA1 | Direction | Live | No | ADZ 640 | Muller UK & Ireland Group LLP | Caxton Way | Thetford | Norfolk |  |  | IP24 3RY | 01/07/2016 | Used water from the external washing of milk delivery vehicles. | Muller UK & Ireland Group LLP | Tern Valley Business Park | Shrewsbury Road | Market Drayton | Shropshire |  | TF9 3SQ | at manhole in corner of yard, prior to discharge to the public foul sewer | at manhole 1502 in corner of premises | TL8571282520 | TL8571282520 | [54 empty] | 2500 | mg/l | [54 empty] | 0.3 | l/s | [48 empty] | 11 | pH | 6 | pH | [18 empty] | 1000 | mg/l | [16 empty] | 45 | °C | [8 empty] | 1 | m³/d
THETFORD STW | S01350ASDAKA | Direction | Live | No | ADT 527 | Tesco Stores Limited | Kilverston Lane | Norwich Road | Thetford | Norfolk |  | IP24 2RL | 01/07/2009 | Wastewater from the external washing of vehicles only. | Tesco Stores Limited | Tesco House | Delamare Road | Cheshunt | Hertfordshire |  | EN8 8JT | at the manhole after passing through the interceptor | at Joe Blunt Lane Pumping Station | TL8856084220 | TL8838084280 | [54 empty] | 2000 | mg/l | [54 empty] | 1.25 | m³/hr | [36 empty] | 250 | mg/l | [10 empty] | 11 | pH | 6 | pH | [18 empty] | 1000 | mg/l | [8 empty] | 1000 | mg/l | [6 empty] | 45 | °C | [8 empty] | 10 | m³/d
THETFORD STW | S01350AMESKA | Direction | Live | No | ADT 517 | Ames Nissan Limited | 2 Fison Way | Thetford | Norfolk |  |  | IP24 1HT | 01/07/2009 | Wastewater from the external washing of vehicles only. | Ames Nissan Limited | 2 Fison Way | Thetford | Norfolk |  |  | IP24 1HT | at the manhole after the interceptor | at Fison Way, Thetford | TL8650084460 | TL8654084380 | [54 empty] | 2000 | mg/l | [54 empty] | 0.5 | m³/hr | [36 empty] | 250 | mg/l | [10 empty] | 11 | pH | 6 | pH | [18 empty] | 1000 | mg/l | [8 empty] | 1000 | mg/l | [6 empty] | 45 | °C | [8 empty] | 5 | m³/d
THETFORD STW | S01350RCEDKA | Direction | Live | No | ADW 141 | EMG Ford | 1 Fison Way | Thetford, Norfolk |  |  |  | IP24 1HT | 01/12/2011 | Yard drainage and wastewater, after passage via an interceptor, from the external washing only of commercial fleet vehicles, lorries, trucks and cars. | EMG Anglia Limited | 5 Fornham Road | Bury St. Edmunds, Suffolk |  |  |  | IP32 6AL | at the manhole after the interceptors in the yard and prior to discharge to foul sewer | at Fison Way, Thetford | TL8648084450 | TL8651084370 | [54 empty] | 2500 | mg/l | [54 empty] | 1 | m³/hr | [36 empty] | 250 | mg/l | [10 empty] | 11 | pH | 6 | pH | [18 empty] | 1000 | mg/l | [8 empty] | 1000 | mg/l | [6 empty] | 45 | °C | [8 empty] | 5 | m³/d
THETFORD STW | S01350FILLKA | Direction | Live | No | ADZ 234 | BP Icknield SF Connect | Norwich Road | Thetford | Norfolk |  |  | IP24 2JJ | 01/04/2015 | Used waters derived from a jet wash and roll over vehicle wash. | BP Oil UK Limited | Chertsey Road | Sudbury on Thames | Middlesex |  |  | TW16 7BP | at a point prior to discharge into the public foul sewer | at Norwich Road, Thetford | TL8794083834 | TL8793183822 | [54 empty] | 2500 | mg/l | [54 empty] | 0.5 | l/s | [48 empty] | 11 | pH | 6 | pH | [18 empty] | 1000 | mg/l | [8 empty] | 1000 | mg/l | [6 empty] | 45 | °C | [8 empty] | 10 | m³/d
THETFORD STW | S01350TESCKA2 | Direction | Live | No | ADX 168 | Hand Car Wash Facility | Tesco Store premises | Kilverstone, Thetford | Norfolk |  |  | IP24 2RL | 01/11/2012 | Wastewater from the external washing of vehicles only. | Mr Musli Becaj and Mr Asim Becaj (Partners) | 5 Park Cottages | Newmarket | Suffolk |  |  | CB8 8BB | at the manhole to the front of wash area, prior to discharge to the public foul sewer. | at Joe Blunt Lane Pumping Station, Kilverstone, Thetford | TL8857084100 | TL8838084280 | [54 empty] | 2500 | mg/l | [54 empty] | 0.3 | l/s | [36 empty] | 250 | mg/l | [10 empty] | 11 | pH | 6 | pH | [18 empty] | 1000 | mg/l | [8 empty] | 1000 | mg/l | [6 empty] | 45 | °C | [8 empty] | 5 | m³/d
THETFORD STW | S01BFACEXXKA | Direction | Live | No | ADV 147 | Boniface Engineering Limited | 42 Howlett Way | Fison Way Industrial Estate | Thetford | Norfolk |  | IP24 1HZ | 01/10/2010 | Wastewater, after passage via an interceptor, from the external washing of vehicles. | Boniface Engineering Limited | Cedar House | 105 Carrow Road | Norwich | Norfolk |  | NR1 1HP | at the manhole after passing through the interceptor | at a point within the curtilage of the premises, close to manhole number 1217 | TL8712084250 | TL8712084250 | [54 empty] | 2000 | mg/l | [54 empty] | 0.05 | l/s | [36 empty] | 250 | mg/l | [10 empty] | 11 | pH | 6 | pH | [18 empty] | 1000 | mg/l | [8 empty] | 1000 | mg/l | [6 empty] | 45 | °C | [8 empty] | 1 | m³/d
THETFORD STW | S01350TNTEKA | Direction | Live | No | ADV 447 | TNT Express (UK) Limited | Howlett Way | Thetford | Norfolk |  |  | IP24 1HZ | 01/06/2011 | Wastewater from the external washing of vehicles, after passage via an interceptor. | TNT Express (UK) Limited | PO Box 99 | Stubbins Vale Mill | Stubbins Vale, Ramsbottom | Bury | Lancashire | BL8 9BF | at the manhole after passing through the interceptor, prior to discharge to the public foul sewer. | at Howlett Way, Thetford | TL8660084700 | TL8666084690 | [54 empty] | 2500 | mg/l | [54 empty] | 0.75 | m³/hr | [36 empty] | 250 | mg/l | [10 empty] | 11 | pH | 6 | pH | [18 empty] | 1000 | mg/l | [8 empty] | 1000 | mg/l | [6 empty] | 45 | °C | [8 empty] | 5 | m³/d
THETFORD STW | S01350MURCKA | Direction | Live | No | ADU 577 | Nuns Bridges Filling Station | Bury Road | Thetford | Norfolk |  |  | IP24 3ED | 01/05/2010 | Wastewaters, after passage via an interceptor, arising from the external washing of vehicles using a jet wash. | S R Jones Limited | The Oaks | Bury Road | Lackford | Bury St. Edmunds | Suffolk | IP28 6HW | at the last chamber after the interceptor | at Bury Road, Thetford | TL8670082000 | TL8670088200 | [54 empty] | 2500 | mg/l | [54 empty] | 0.5 | m³/hr | [36 empty] | 200 | mg/l | [10 empty] | 11 | pH | 6 | pH | [18 empty] | 1000 | mg/l | [8 empty] | 1000 | mg/l | [6 empty] | 45 | °C | [8 empty] | 5 | m³/d
THETFORD STW | S01350BRAKKA | Direction | Live | No | ADT 518 | Brakes | Baird Way | Fison Way Industrial Estate | Thetford | Norfolk |  | IP24 1JA | 01/07/2009 | Wastewater, after pasage via an interceptor, from the external washing of vehicles only. | Brake Bros Limited | Enterprise House | Eureka Business Park | Ashford | Kent |  | TN25 4AG | at the manhole after the interceptor | at Howlett Way, Thetford | TL8679084520 | TL8674084500 | [54 empty] | 2000 | mg/l | [54 empty] | 0.5 | m³/hr | [36 empty] | 250 | mg/l | [10 empty] | 11 | pH | 6 | pH | [18 empty] | 1000 | mg/l | [8 empty] | 1000 | mg/l | [6 empty] | 45 | °C | [8 empty] | 5 | m³/d
THETFORD STW | S01350COACKA2 | Direction | Live | No | ADZ 794 | Coach Services Limited | 1a Howlett Way | Thetford | Norfolk |  |  | IP24 1HZ | 01/12/2016 | Used water from washing of PCV. | Coach Services Limited | 1a Howlett Way | Thetford | Norfolk |  |  | IP24 1HZ | at a point prior to discharge into the public foul sewer | at Howlett Way | TL8705083520 | TL8705083520 | [54 empty] | 2000 | mg/l | [54 empty] | 0.6 | l/s | [48 empty] | 11 | pH | 6 | pH | [18 empty] | 1000 | mg/l | [16 empty] | 45 | °C | [8 empty] | 10 | m³/d
THETFORD STW | S01350FREIKA0 | Direction | Live | No | ADY 388 | Freightroute Ltd | St.Helens Way | Fison Way Industrial Estate | Thetford |  |  | IP24 1HP | 01/06/2014 | Used waters arising from the jet-washing of HGV and other vehicles, after passage through a maintained interceptor. | Freightroute Limited | Chowns Mill Business Park | Station Road | Irthlingborough | Northamptonshire |  | NN9 5QQ | at a point prior to discharging to the public foul sewer | in St Helens Way, Thetford. | TL8680084500 | TL8680084500 | [54 empty] | 2500 | mg/l | [54 empty] | 0.5 | l/s | [36 empty] | 250 | mg/l | [10 empty] | 11 | pH | 6 | pH | [18 empty] | 1000 | mg/l | [8 empty] | 1000 | mg/l | [6 empty] | 45 | °C | [8 empty] | 2 | m³/d
THETFORD STW | S01REFLEXLKA1 | Consent | Live | No | ACW 101 | Reflex Litho Ltd | St Helens Way | Fison Way Industrial Estate | Thetford | Norfolk |  | IP24 1HG | 14/10/2011 | Wastewater arising from the reverse osmosis unit | Reflex Litho Ltd | The Beeches | 32 Bridge Street | Thetford | Norfolk |  | IP24 3AG | at the discharge point from the Reverse Osmosis Plant inside the factory | at the rear of the premises in St. Helens Way, Thetford | TL8681084600 | TL8684084610 | [54 empty] | 500 | mg/l | [54 empty] | 1 | l/s | [36 empty] | 250 | mg/l | [10 empty] | 10 | pH | 6 | pH | [18 empty] | 500 | mg/l | [8 empty] | 1000 | mg/l | [6 empty] | 45 | °C | [8 empty] | 1 | m³/d
THETFORD STW | S01350CIVLKA1 | Consent | Live | No | ACY 189 | Willis Civils & Lintels | Wyatts Way | Thetford | Norfolk |  |  | IP24 1HB | 31/01/2014 | Used water, following passage through an interceptor, from the jet washing of vehicles and plant. | Grafton Merchanting GB Ltd T/A Willis Civils & Lintels | Pelham House | Canwick Road | Lincoln |  |  | LN5 5NH | at the first inspection chamber after the interceptor in the yard | at Wyatts Way, Thetford | TL8651484816 | TL8651884802 | [54 empty] | 2500 | mg/l | [54 empty] | 0.33 | l/s | [36 empty] | 250 | mg/l | [10 empty] | 11 | pH | 6 | pH | [18 empty] | 1000 | mg/l | [8 empty] | 1000 | mg/l | [6 empty] | 45 | °C | [8 empty] | 2 | m³/d
THETFORD STW | S01350ICKNKA | Direction | Live | No | ADV 13 | Anglia Launderette | 39 Icknield Way | Thetford | Norfolk |  |  | IP24 3BB | 01/07/2010 | Wastewater arising from the washing of clothes and fabrics. | Mr Martin P Smith | The White Hart House | 107 The Causeway | Burwell | Cambridgeshire |  | CB25 0DU | at a point prior to discharge into the public foul sewer | at Saxon Place, Thetford | TL8662082580 | TL8664082570 | [54 empty] | 2000 | mg/l | [54 empty] | 2 | l/s | [36 empty] | 100 | mg/l | [10 empty] | 11 | pH | 6 | pH | [18 empty] | 500 | mg/l | [8 empty] | 1000 | mg/l | [6 empty] | 45 | °C | [8 empty] | 7 | m³/d
THETFORD STW | S01350BRELKA | Direction | Live | No | TEDI-0018-2018 | Thetford Sports Centre | Croxton Road | Thetford | Norfolk |  |  | IP24 1JD | 30/05/2018 | Pool filter backwash water and periodic emptying of pool contents. | Parkwood Leisure Limited | Parkwood House | Cuerden Park | Berkeley Drive | Bamber Bridge | Preston | PR5 6BY | a point prior to discharge into the public foul sewer | the front of the premises. | TL8709683871 | TL8709683871 | [54 empty] | 1000 | mg/l | [10 empty] | 5 | mg/l | [42 empty] | 3 | l/s | [48 empty] | 10 | pH | 6 | pH | [18 empty] | 1000 | mg/l | [16 empty] | 45 | °C | [8 empty] | 40 | m³/d
THETFORD STW | S01350CPARKA1 | Direction | Live | No | TEDI-0104-2019 | Elveden Forest Holiday Village | Brandon | Suffolk |  |  |  | IP27 0YZ | 09/12/2019 | Used water arising from back wash filters, run off from internal pedestrian areas of the pool complex, and periodic drain down of pool contents. | Center Parcs (Operating Company) Limited | One Edison Rise | New Ollerton | Newark | Nottinghamshire |  | NG22 9DP | manhole outside main pool plant room | manhole 9200, North of Red Neck Farm | TL7994280581 | TL8293281221 | [54 empty] | 1000 | mg/l | [54 empty] | 25 | l/s | [48 empty] | 10 | pH | 6 | pH | [18 empty] | 500 | mg/l | [16 empty] | 45 | °C | [8 empty] | 200 | m³/d
THETFORD STW | S01350CPARKA3 | Direction | Live | No | TEDI-0106-2019 | Elveden Forest Holiday Village | Brandon | Suffolk |  |  |  | IP27 0YZ | 09/12/2019 | Used waters from the laundering of domestic & hospitality items only. | Center Parcs (Operating Company) Limited | One Edison Rise | New Ollerton | Newark | Nottinghamshire |  | NG22 9DP | a point prior to discharge into the public foul sewer | manhole 9200, North of Red Neck Farm | TL8037680417 | TL8293281221 | [54 empty] | 2000 | mg/l | [54 empty] | 25 | l/s | [48 empty] | 11 | pH | 6 | pH | [18 empty] | 1000 | mg/l | [16 empty] | 45 | °C | [8 empty] | 40 | m³/d
THETFORD STW | S01350CPARKA2 | Direction | Live | No | TEDI-0105-2019 | Elveden Forest Holiday Village | Brandon | Suffolk |  |  |  | IP27 0YZ | 09/12/2019 | Used water arising from water treatment, filter back-washing and maintenance of health spa. | Center Parcs (Operating Company) Limited | One Edison Rise | New Ollerton | Newark | Nottinghamshire |  | NG22 9DP | a point prior to discharge into the public foul sewer | manhole 9200 north of Redneck Farm | TL8082080559 | TL8293281221 | [54 empty] | 1000 | mg/l | [10 empty] | 5 | mg/l | [42 empty] | 25 | l/s | [48 empty] | 10 | pH | 6 | pH | [18 empty] | 1000 | mg/l | [16 empty] | 45 | °C | [8 empty] | 30 | m³/d
THETFORD STW | S01350RENTKA3 | Direction | Live | No | TEDI-0281-2021 | Rentokil Initial UK Limited | 1 Howlett Way | Thetford | Norfolk |  |  | IP24 1HZ | 09/02/2022 | Used water from the hand washing of sanitary bins. | Rentokil Initial UK Limited | Riverbank Meadows Business Park | Blackwater | Camberley | Surrey |  | GU17 9AB | the drain gully serving the bin washing sinks | Howlett Way | TL8668984856 | TL8666384839 | [54 empty] | 1000 | mg/l | [54 empty] | 0.6 | l/s | [48 empty] | 10 | pH | 6 | pH | [18 empty] | 500 | mg/l | [16 empty] | 43 | °C | [8 empty] | 15 | m³/d
THETFORD STW | S01350CPARKA4 | Direction | Live | No | TEDI-0122-2022 | Elveden Forest Holiday Village | Brandon | Suffolk |  |  |  | IP27 0YZ | 08/08/2022 | Used waters arising from water treatment plant monitoring and maintenance. | Center Parcs (Operating Company) Limited | One Edison Rise | New Ollerton | Newark | Nottinghamshire |  | NG22 9DP | the sump in the corner of the clear water vault room | manhole 9200, North of Red Neck Farm | TL8114780369 | TL8293281221 | [54 empty] | 250 | mg/l | [54 empty] | 25 | l/s | [48 empty] | 10 | pH | 6 | pH | [18 empty] | 100 | mg/l | [16 empty] | 43 | °C | [8 empty] | 2 | m³/d
THETFORD STW | S01350JEYEKA | Direction | Live | No | TEDI-0142-2022 | Easy Cleaning Solutions Limited | Brunel Way, Thetford, Norfolk |  |  |  |  | IP24 1HF | 09/08/2022 | Used water from manufacture, testing and packaging of household cleaning preparations and bleach products, and site surface water run off. | Easy Cleaning Solutions Limited | Brunel Way, Thetford, Norfolk |  |  |  |  | IP24 1HF | the flume channel at the end of the treatment plant | manhole 0912 outside sample point room | TL8607383990 | TL8607383990 | [22 empty] | 50 | mg/l | [30 empty] | 7500 | mg/l |  |  |  |  | 15000 | mg/l |  |  | 800 | kg/d | [16 empty] | 600 | mg/l | [26 empty] | 4 | l/s |  |  |  |  | 50 | mg/l | [42 empty] | 10 | pH | 6 | pH | [18 empty] | 850 | mg/l | [8 empty] | 1800 | mg/l | [6 empty] | 43 | °C | [8 empty] | 80 | m³/d
THETFORD STW | S01350DOVEKA | Direction | Live | No | TEDI-0173-2022 | Dove Anodising Limited | 14-16 Kelvin Place | Thetford | Norfolk |  |  | IP24 3RR | 10/05/2023 | Used water comprising treated process waters derived from: 1 - sulphuric acid anodising of aluminium 2 - caustic etching. | Dove Anodising Limited | First Floor suite, 2 Hillside Business Park | Bury St Edmunds, | Suffolk |  |  | IP32 7EA | the chamber at the front of Unit 16 in the pathway | Kelvin Place, Thetford | TL8583081860 | TL8583081860 | [22 empty] | 500 | mg/l | [30 empty] | 1000 | mg/l | [54 empty] | 1 | l/s | [32 empty] | 1 | mg/l | [14 empty] | 11.5 | pH | 6 | pH | [18 empty] | 1000 | mg/l | [8 empty] | 25000 | mg/l | [6 empty] | 43 | °C | [8 empty] | 14 | m³/d
THETFORD STW | S01350WHITKA1 | Consent | Live | No | TECO-0180-2022 | Whites Recycling Limited | Brickfields Way | Thetford, Norfolk |  |  |  | IP24 1HX | 16/11/2022 | Treated liquid waste imported from foodstuffs and drinks processing manufacture and packaging sites only. | Whites Recycling Limited | The Mine Site, Mill Lane | South Witham, Grantham | Lincolnshire |  |  | NG33 5QN | the outlet of the treatment plant prior to leaving the premises | Brickfields Way, Thetford | TL8678184211 | TL8679484202 | [24 empty] | 80 | mg/l | [28 empty] | 5000 | mg/l |  |  |  |  | 500 | mg/l | [48 empty] | 5 | l/s |  |  |  |  | 10 | mg/l | [30 empty] | 250 | mg/l | [10 empty] | 10 | pH | 6 | pH | [8 empty] | 25 | mg/l | [8 empty] | 1500 | mg/l | [16 empty] | 43 | °C | [8 empty] | 400 | m³/d | [14 empty] | 1 | mg/l
THETFORD STW | S01350ADVAKA1 | Direction | Live | Yes | TEDI-0240-2022 | Advatech Limited | 1 Faraday Place | Stephenson Way Industrial Estate | Thetford | Norfolk |  | IP24 3RG | 23/01/2023 | Used rinse waters from zinc plating, chromium surface treatment and aluminium anodising processes after treatment. | Advatech Limited | 1 Faraday Place | Stephenson Way Industrial Estate | Thetford | Norfolk |  | IP24 3RG | after the v-notch weir in the treatment plant | manhole 0102 in Faraday Place, Thetford | TL8607082120 | TL8605082110 | [22 empty] | 50 | mg/l | [24 empty] | 0.05 | mg/l |  |  |  |  | 1000 | mg/l |  |  |  |  | 3000 | mg/l | [6 empty] | 1 | mg/l | [40 empty] | 0.8 | l/s | [20 empty] | 200 | ng/l | [26 empty] | 11 | pH | 6 | pH | [18 empty] | 500 | mg/l | [8 empty] | 1800 | mg/l | [6 empty] | 43 | °C | [8 empty] | 20 | m³/d | [14 empty] | 5 | mg/l
THETFORD STW | S01350ELFAKA | Direction | Live | No | TEDI-0297-2022 | Elveden Farms Limited | 48 The Game Larder | Elveden, Thetford | Norfolk |  |  | IP24 3TQ | 06/03/2023 | Used water from hygiene activities associated with a game larder. | Elveden Farms Limited | The Estate Office | Elveden, Thetford | Norfolk |  |  | IP24 3TQ | the sump outside the game larder door | a point about 30 metres to the east of the Game Larder / Shoot Lodge | TL8200879675 | TL8205579697 | [54 empty] | 2500 | mg/l | [54 empty] | 0.3 | l/s | [48 empty] | 10 | pH | 6 | pH | [18 empty] | 1000 | mg/l | [16 empty] | 43 | °C | [8 empty] | 1 | m³/d
THETFORD STW | S01350TROPKA | Direction | Live | No | TEDI-0332-2022 | Trox UK Limited | Caxton Way | Thetford | Norfolk |  |  | IP24 3SQ | 13/11/2023 | Water used for iron phosphate process rinses and associated water treatment rinses. | Trox UK Limited | Caxton Way | Thetford | Norfolk |  |  | IP24 3SQ | the drain gulley under the paint plant | Caxton Way, Thetford | TL8564082380 | TL8568082320 | [54 empty] | 1500 | mg/l | [12 empty] | 1 | mg/l | [40 empty] | 0.3 | l/s | [48 empty] | 10 | pH | 6 | pH | [8 empty] | 250 | mg/l | [8 empty] | 500 | mg/l | [16 empty] | 43 | °C | [8 empty] | 7 | m³/d | [14 empty] | 2.5 | mg/l
THETFORD STW | S01350TROXKA1 | Direction | Live | No | TEDI-0084-2023 | Trox UK Limited | Caxton Way | Thetford | Norfolk |  |  | IP24 3SQ | 13/11/2023 | Used water from the cleaning of aluminium components. | Trox UK Limited | Caxton Way | Thetford | Norfolk |  |  | IP24 3SQ | the tank in the "Mech wash" unit | Caxton Way, Thetford | TL8563082400 | TL8555082430 | [54 empty] | 5000 | mg/l | [54 empty] | 0.3 | l/s | [48 empty] | 10 | pH | 6 | pH | [18 empty] | 500 | mg/l | [16 empty] | 45 | °C | [8 empty] | 0.35 | m³/d | [14 empty] | 2.5 | mg/l
THETFORD STW | S01350DQHEKA1 | Direction | Live | No | TEDI-0161-2023 | Double Quick (Heating) Limited | Units 3 - 4 St Helens House, St Helens Way | Thetford | Norfolk |  |  | IP24 1HG | 14/04/2024 | Used rinse waters from degreasing and iron phosphate metal pre-treatment process. | Double Quick (Heating) Limited | Units 3 - 4 St Helens House, St Helens Way | Thetford | Norfolk |  |  | IP24 1HG | the IBC storage container outside the right hand side of the building | manhole 9501 to the right of the premises | TL8694384583 | TL8695584536 | [54 empty] | 2000 | mg/l | [54 empty] | 0.3 | l/s | [48 empty] | 10 | pH | 6 | pH | [8 empty] | 250 | mg/l | [8 empty] | 1000 | mg/l | [16 empty] | 43 | °C | [8 empty] | 1 | m³/d
THETFORD STW | S01350TFLXKA1 | Direction | Live | Yes | TEDI-0167-2023 | Breckland Finishing Limited | 12 - 14 Napier Place | Thetford | Norfolk |  |  | IP24 3RL | 29/11/2023 | Used water from degreasing and iron phosphating of metal components in a "cabinet unit". | Breckland Finishing Limited | 24 Market Place | Swaffham | Norfolk |  |  | PE37 7QH | the pump sump vessel/IBC, prior to discharging to the foul sewer | Napier Place, Thetford | TL8592081960 | TL8594081930 | [48 empty] | 0.1 | mg/l |  |  |  |  | 5000 | mg/l | [54 empty] | 0.3 | l/s | [32 empty] | 3 | mg/l | [14 empty] | 10 | pH | 6 | pH | [8 empty] | 1500 | mg/l | [8 empty] | 1000 | mg/l | [16 empty] | 43 | °C | [8 empty] | 0.15 | m³/d | [14 empty] | 5 | mg/l
THETFORD STW | S01350WARRKA1 | Direction | Live | No | TEDI-0246-2023 | Warren Services Limited | 4 Fison Way | Thetford | Norfolk |  |  | IP24 1HT | 20/02/2024 | Used water arising from sand and water high speed jet cutting metal. | Warren Services Limited | 2 Brickfields Way | Thetford | Norfolk |  |  | IP24 1HX | the manhole on front right hand corner of factory, prior to discharging to the public foul sewer | manhole 7402 Fison Way, Thetford | TL8672084510 | TL8671084460 | [54 empty] | 500 | mg/l | [54 empty] | 0.3 | l/s | [48 empty] | 10 | pH | 6 | pH | [18 empty] | 500 | mg/l | [16 empty] | 43 | °C | [8 empty] | 5 | m³/d
THETFORD STW | S01350CWCXKA1 | Direction | Live | No | TEDI-0035-2024 | Cambridge Water - Euston Pumping Station | Rushford Road | Thetford | Norfolk |  |  | IP24 2QG | 12/08/2024 | Used water from regeneration of ion-exchange plant in potable water supply nitrate removal facility. | South Staffordshire Water PLC | Green Lane | Walsall | West Midlands |  |  | WS2 7PD | the tap inside the locked green kiosk to the right of the compound gate | Manhole 6903 in Castle Street, Thetford | TL9034079812 | TL8769082980 | [54 empty] | 500 | mg/l |  |  |  |  | 16000 | mg/l |  |  | 700 | kg/d | [44 empty] | 1.5 | l/s | [48 empty] | 10 | pH | 6 | pH | [18 empty] | 250 | mg/l | [8 empty] | 3000 | mg/l | [6 empty] | 43 | °C | [8 empty] | 80 | m³/d | 2000 | mg/l
THETFORD STW | S01350BIFFKA2 | Consent | Live | No | TECO-0039-2024 | Biffa Waste Services Limited | 3-5 Howlett Way | Thetford, Norfolk |  |  |  | IP24 1HZ | 27/02/2024 | Used water, after passage via an interceptor, from the washing of vehicles and commercial waste bins only. | Biffa Waste Services Limited | Coronation Road | Cressex, High Wycombe, |  |  |  | HP12 3TZ | the chamber in the rear yard by the loading door | Saint Helens Way, Thetford | TL8675484699 | TL8681484684 | [54 empty] | 2500 | mg/l | [54 empty] | 5 | l/s | [48 empty] | 11 | pH | 6 | pH | [18 empty] | 1000 | mg/l | [16 empty] | 43 | °C | [8 empty] | 10 | m³/d
THETFORD STW | S01350WARRKA2 | Direction | Live | No | TEDI-0247-2023 | Warren Services Limited | 2 Brickfields Way | Thetford | Norfolk |  |  | IP24 1HZ | 20/02/2024 | Used waters from degreasing of metal parts, using a phosphate degreasing agent. | Warren Services Limited | 2 Brickfields Way | Thetford | Norfolk |  |  | IP24 1HZ | the sump tank at phosphate plant, prior to discharge to the public foul sewer | manhole 7101, Brickfields Way, Thetford | TL8682084190 | TL8679084190 | [54 empty] | 5000 | mg/l | [54 empty] | 0.3 | l/s | [48 empty] | 10 | pH | 6 | pH | [8 empty] | 2500 | mg/l | [8 empty] | 1500 | mg/l | [16 empty] | 43 | °C | [8 empty] | 0.1 | m³/d
THETFORD STW | S01350OLLEKA1 | Direction | Live | No | TEDI-0089-2024 | Olleco | 24 Roman Way | Thetford | Norfolk |  |  | IP24 1XB | 28/10/2024 | Used water from cleaning of vehicles and plant involved in the collection and distribution of food oils and food oil wastes. | Olleco | Battlefield Road | Shrewsbury | Shropshire |  |  | SY1 4AH | the inspection chamber on the front corner of the premises after the interceptor | a point in Roman Way in front of the premises | TL8694184737 | TL8691984753 | [54 empty] | 15000 | mg/l | [54 empty] | 0.5 | l/s | [48 empty] | 11 | pH | 6 | pH | [18 empty] | 1000 | mg/l | [16 empty] | 43 | °C | [8 empty] | 5 | m³/d | [14 empty] | 5 | mg/l
THETFORD STW | S013502SISKA1 | Direction | Live | No | TEDI-0003-2025 | 2 Sisters Food Group Limited | Caxton Way | Thetford | Norfolk |  |  | IP24 3RY | 26/06/2025 | Treated used waters arising from the preparation of vegetable and meat food products. | 2 Sisters Food Group Limited | Trinity Park House | Trinity Business Park | Fox Way, Wakefield | West Yorkshire |  | WF2 8EE | the overflow of the v-notch weir from the treatment plant prior to discharging to the public foul sewer | Caxton Way, Thetford | TL8550082340 | TL8554082370 | [54 empty] | 3000 | mg/l |  |  |  |  | 2000 | mg/l | 375 | kg/d | [46 empty] | 6 | l/s | [36 empty] | 150 | mg/l | [10 empty] | 10 | pH | 6 | pH | [18 empty] | 500 | mg/l | [16 empty] | 43 | °C | [8 empty] | 375 | m³/d
THETFORD STW | S01350NCCTKA1 | Direction | Live | No | TEDI-0077-2025 | Norse Environmental Waste Services Ltd | Thetford Recycling Centre, Telford Way | Thetford, Norfolk |  |  |  | IP24 1HU | 12/08/2025 | Used waters consisting of contaminated run-off from a household recycling centre. | Norse Environmental Waste Services Limited | 280 Fifers Lane | Norwich, Norfolk |  |  |  | NR6 6EQ | the last chamber of the site drainage system prior to discharging to the public foul sewer | the rear of the site draining to Telford Way Pumping Station, Thetford | TL8646084070 | TL8644084050 | [54 empty] | 2000 | mg/l | [54 empty] | 2 | l/s | [48 empty] | 10 | pH | 6 | pH | [18 empty] | 1000 | mg/l | [16 empty] | 43 | °C | [8 empty] | 20.5 | m³/d
THETFORD STW | S01350TRAVKA2 | Direction | Live | No | TEDI-0099-2025 | Baxter Healthcare Limited | Caxton Way | Thetford | Norfolk |  |  | IP24 3SE | 10/11/2025 | Used waters arising from the preparation, sterilisation and packaging of saline and glucose solutions and associated paraphernalia for the healthcare industry. | Baxter Healthcare Limited | Caxton Way | Thetford | Norfolk |  |  | IP24 3SE | the tap by far end of bund in the rear yard at rear of building | the Northern most corner of the premises | TL8576082480 | TL8576082480 | [54 empty] | 1000 | mg/l |  |  |  |  | 2100 | mg/l | 1100 | kg/d | [46 empty] | 24 | l/s | [48 empty] | 10 | pH | 6 | pH | [18 empty] | 500 | mg/l | [16 empty] | 43 | °C | [8 empty] | 1280 | m³/d
THETFORD STW | S01350AMIRKA1 | Consent | Live | No | TECO-0013-2026 | Amirose London Limited | 10 Howlett Way | Thetford | Norfolk |  |  | IP24 1HZ | 11/03/2026 | Contaminated yard run off serving a premises manufacturing personal care products. | Amirose London Limited | 10 Howlett Way | Thetford | Norfolk |  |  | IP24 1HZ | the foul sewer chamber at the most Easterly end of the rear yard prior to foul sewer | a point within the curtilage of the premises, at the North Eastern end of the rear yard | TL8664584689 | TL8665184691 | [54 empty] | 7500 | mg/l | [54 empty] | 1 | l/s | [48 empty] | 10 | pH | 6 | pH | [18 empty] | 1000 | mg/l | [16 empty] | 43 | °C | [8 empty] | 12.5 | m³/d
THETFORD STW | S01350AMIRKA2 | Consent | Live | No | TECO-0022-2026 | Amirose London Limited | 10 Howlett Way | Thetford | Norfolk |  |  | IP24 1HZ | 11/03/2026 | Used water from general quality assurance laboratory activities. | Amirose London Limited | 10 Howlett Way | Thetford | Norfolk |  |  | IP24 1HZ | the out flow outside the laboratory as it enters the gully | Howlett Way | TL8664684745 | TL8664484689 | [54 empty] | 2500 | mg/l | [54 empty] | 0.3 | l/s | [48 empty] | 10 | pH | 6 | pH | [18 empty] | 1000 | mg/l | [16 empty] | 43 | °C | [8 empty] | 1 | m³/d
THETFORD STW | S01350AMIRKA3 | Consent | Live | No | TECO-0067-2026 | Amirose London Limited | 10 Howlett Way | Thetford | Norfolk |  |  | IP24 1HZ | 11/03/2026 | Rinse waters from regeneration of a water treatment system. | Amirose London Limited | 10 Howlett Way | Thetford | Norfolk |  |  | IP24 1HZ | the outflow pipe of the water treatment system discharging to sewer | a point within the curtilage of the premises, at the north eastern end of the rear yard | TL8662184711 | TL8664484689 | [54 empty] | 2000 | mg/l | [54 empty] | 0.3 | l/s | [48 empty] | 10 | pH | 6 | pH | [18 empty] | 1000 | mg/l | [16 empty] | 43 | °C | [8 empty] | 5 | m³/d
THORRINGTON STW | S01THORBENKA1 | Direction | Live | No | TEDI-0073-2022 | Bentley Salvage Limited | The Yard | Simmons Way | Great Bentley | Colchester | Essex | CO7 8FD | 03/05/2022 | Rainfall runoff from the scrap vehicle storage area, after passage via an interceptor. | Bentley Salvage Limited | Ground Floor Southway House | 29 Southway | Colchester | Essex |  | CO2 7BA | a point after the interceptor, prior to discharge to the public foul sewer | Station Road | TM1127321529 | TM1120521535 | [54 empty] | 2500 | mg/l | [54 empty] | 0.5 | l/s | [48 empty] | 10 | pH | 6 | pH | [18 empty] | 1000 | mg/l | [16 empty] | 43 | °C | [8 empty] | 1 | m³/d
THURLEIGH STW | S01BCAFLETKA2 | Consent | Live | No | TECO-0104-2022 | BCA Fleet Solutions Limited | BCA Thurleigh | Hangar 2 | Thurleigh Business Park | Bletsoe | Bedford | MK44 2YP | 02/08/2022 | Used water arising from the external washing of vehicles. | BCA Fleet Solutions Limited | Headway House | Crosby Way | Farnham | Surrey |  | GU9 7XG | the manhole after the wash interceptor at Hangar 2 | the sewer at TL 05199 58953 which connects directly to the WRC | TL0381858862 | TL0519958953 | [54 empty] | 2500 | mg/l | [54 empty] | 1 | l/s | [48 empty] | 11 | pH | 6 | pH | [18 empty] | 1000 | mg/l | [16 empty] | 43 | °C | [8 empty] | 3 | m³/d
THURLEIGH STW | S01BCAFLETKA1 | Consent | Live | No | TECO-0103-2022 | BCA Fleet Solutions Limited | BCA Thurleigh | Hangar 1 | Thurleigh Business Park | Bletsoe | Bedford | MK44 2YP | 02/08/2022 | Used water arising from the external washing of vehicles. | BCA Fleet Solutions Limited | Headway House | Crosby Way | Farnham | Surrey |  | GU9 7XG | the manhole after the wash interceptor at Hangar 1 | the sewer at TL 05199 58953 which connects directly to the WRC | TL0387359063 | TL0519958953 | [54 empty] | 2500 | mg/l | [54 empty] | 1 | l/s | [48 empty] | 11 | pH | 6 | pH | [18 empty] | 1000 | mg/l | [16 empty] | 43 | °C | [8 empty] | 5 | m³/d
THURLEIGH STW | S01BCAFLETKA3 | Consent | Live | No | TECO-0105-2022 | BCA Fleet Solutions Limited | BCA Thurleigh | Hangar 3 | Thurleigh Business Park | Bletsoe | Bedford | MK44 2YP | 02/08/2022 | Used water arising from the external washing of vehicles. | BCA Fleet Solutions Limited | Headway House | Crosby Way | Farnham | Surrey |  | GU9 7XG | the manhole after the wash interceptor at Hangar 3 | the sewer at TL 05199 58953 which connects directly to the WRC | TL0391059221 | TL0519958953 | [54 empty] | 2500 | mg/l | [54 empty] | 1 | l/s | [48 empty] | 11 | pH | 6 | pH | [18 empty] | 1000 | mg/l | [16 empty] | 43 | °C | [8 empty] | 6 | m³/d
THURSTON STW | S01BURYBARKA1 | Direction | Live | No | ADX 472 | Malthurst Petroleum Limited | The Street | Great Barton | Bury St Edmunds | Suffolk |  | IP31 2NP | 01/04/2013 | Wastewater arising from the external jet washing of vehicles after passing through a well maintained oil interceptor. | Malthurst Petroleum Limited | Vincent House | 4 Grove Lane | Epping | Essex |  | CM16 4LH | at the first manhole downstream of the discharge from the interceptor located by the jetwash area, to the North East of the building | at The Street, Great Barton | TL8932067180 | TL8934067150 | [54 empty] | 2500 | mg/l | [54 empty] | 1.5 | m³/hr | [36 empty] | 250 | mg/l | [10 empty] | 11 | pH | 6 | pH | [18 empty] | 1000 | mg/l | [8 empty] | 1000 | mg/l | [6 empty] | 45 | °C | [8 empty] | 10 | m³/d
TIFFIELD STW | S01GREATOAKA | Consent | Live | No | ACW 71 | Great Oakley Brewery | Ark Farm, Tiffield | Towcester, Northamptonshire |  |  |  | NN12 8AB | 20/09/2011 | Wastewaters arising from the washing and sterilisation of brewing equipment. | Mr & Mrs Philip Greenway T/A Great Oakley Brewery | 6 Green Lane, Wootton | Northamptonshire |  |  |  | NN4 6LA | at the foul water sewer adjacent to the washdown area | at a point in the field at the south-west of the site | SP7005051300 | SP6999051260 | [54 empty] | 5000 | mg/l | [54 empty] | 1 | l/s | [36 empty] | 250 | mg/l | [10 empty] | 10 | pH | 6 | pH | [18 empty] | 1000 | mg/l | [8 empty] | 1000 | mg/l | [6 empty] | 45 | °C | [8 empty] | 1 | m³/d
TILBURY STW | S01TASDACVKA | Consent | Live | No | ACZ 49 | Asda Store Carwash | Asda Super Store | Tilbury Thurrock Park Way | Tilbury, Essex |  |  | RM18 7HJ | 18/06/2014 | Used water arising from external washing of vehicles. | Car Park Valeting Limited | c/o Simpson Wreford & Partners | Suffolk House, George Street | Croydon, Surrey |  |  | CR0 0YN | at the outfall of the interceptor | at Thurrock Park Way | TQ6294377126 | TQ6294177106 | [54 empty] | 2500 | mg/l | [54 empty] | 1 | l/s | [36 empty] | 250 | mg/l | [10 empty] | 11 | pH | 6 | pH | [18 empty] | 1000 | mg/l | [8 empty] | 1000 | mg/l | [6 empty] | 45 | °C | [8 empty] | 3 | m³/d
TILBURY STW | S01CORRINGKA | Consent | Live | No | ACX 142 | Impulse Leisure Corringham | Springhouse Road | Corringham | Essex |  |  | SS17 7NB | 28/11/2012 | Wastewaters arising from (i) the swimming pool filter backwash procedures, and (ii) from the periodic drain-down of the swimming pool contents | Impulse Leisure | Blackshots Leisure Centre | Blackshots Lane | Grays | Essex |  | RM16 2JU | at a point prior to discharging to the public foul sewer | at Springhouse Road, Corringham | TQ6982083650 | TQ6984083670 | [54 empty] | 1000 | mg/l | [10 empty] | 5 | mg/l | [42 empty] | 5 | m³/hr | [36 empty] | 250 | mg/l | [10 empty] | 10 | pH | 6 | pH | [18 empty] | 1000 | mg/l | [8 empty] | 1000 | mg/l | [6 empty] | 45 | °C | [8 empty] | 30 | m³/d
TILBURY STW | S01INDESITKA | Consent | Live | No | ACW 48 | Indesit Company UK Limited | Unit 3, Tradelink | Waterglade Industrial Estate | Weston Avenue | West Thurrock, Grays | Essex | RM20 3FJ | 08/07/2011 | Wastewaters arising from the external washing of company vehicles only | Indesit Company UK Limited | Morley Way | Peterborough | Cambridgeshire |  |  | PE2 9JB | at a point prior to discharging to the public foul sewer | at Weston Avenue, West Thurrock | TQ5767077930 | TQ5766177924 | [54 empty] | 2500 | mg/l | [54 empty] | 0.5 | l/s | [36 empty] | 250 | mg/l | [10 empty] | 11 | pH | 6 | pH | [18 empty] | 1000 | mg/l | [8 empty] | 1000 | mg/l | [6 empty] | 45 | °C | [8 empty] | 2 | m³/d
TILBURY STW | S01RMTHURRKA | Consent | Live | No | ACT 163 | Royal Mail | Oliver Road | West Thurrock | Essex |  |  | RM20 3ED | 06/03/2009 | Wastewaters arising from the external cleaning of mail delivery vehicles | Royal Mail Limited | 148 Old Street | London |  |  |  | EC1V 9HQ | between the van and truck washbays, prior to discharging to the public foul sewer | in Manhole 9501, London Road, West Thurrock | TQ5836077390 | TQ5796077530 | [54 empty] | 2000 | mg/l | [54 empty] | 0.5 | m³/hr | [36 empty] | 250 | mg/l | [10 empty] | 10 | pH | 6 | pH | [18 empty] | 800 | mg/l | [8 empty] | 1000 | mg/l | [6 empty] | 45 | °C | [8 empty] | 2.5 | m³/d
TILBURY STW | S01ITSTENGKA2 | Consent | Live | No | ACZ 243 | ITS Testing Services (UK) Ltd | 734 London Road | West Thurrock | Essex |  |  | RM20 3NL | 11/03/2015 | Used Cooling water from petrochemical test engines. | ITS Testing Services (UK) Limited | Academy Place | 1-9 Brook Street | Brentwood | Essex |  | CM14 5NQ | at outlet pipe from test engine 2 | at manhole 3702, London Road, West Thurrock | TQ5736977822 | TQ5734777772 | [54 empty] | 100 | mg/l | [54 empty] | 1 | m³/hr | [48 empty] | 10 | pH | 6 | pH | [18 empty] | 100 | mg/l | [8 empty] | 1000 | mg/l | [6 empty] | 45 | °C | [8 empty] | 2.5 | m³/d
TILBURY STW | S01TILBIFFKA | Consent | Live | No | ACU 186 | Biffa Waste Services Limited | East London CDC | Riverside Estate | Oliver Close | West Thurrock, Grays | Essex | RM20 3EE | 13/01/2010 | Wastewaters arising from the internal and external cleaning of non-hazardous commercial & industrial bins and waste containers after passage through an interceptor | Biffa Waste Services Limited | Coronation Road | Cressex | High Wycombe | Buckinghamshire |  | HP12 3TZ | at a point after the interceptor and prior to discharging to the public foul sewer | at Oliver Close, West Thurrock | TQ5770077090 | TQ5759077550 | [54 empty] | 3000 | mg/l | [54 empty] | 0.5 | m³/hr | [36 empty] | 250 | mg/l | [10 empty] | 10 | pH | 6 | pH | [18 empty] | 2000 | mg/l | [8 empty] | 1000 | mg/l | [6 empty] | 45 | °C | [8 empty] | 4 | m³/d
TILBURY STW | S01SAFCHAFKA | Direction | Live | No | ADZ 269 | Sainsburys Petrol Filling Station | Burghley Road | Chafford Hundred | Thurrock |  |  | RM16 6NQ | 01/06/2015 | Used water from an automatic car wash. | Sainsburys Supermarkets Limited | 33 Holborn | London |  |  |  | EC1N 2HT | at a point before entry to the public foul sewer, after passing through a suitably maintained interceptor | at Burghley Road, Chafford Hundred | TQ5933279364 | TQ5931579376 | [54 empty] | 2500 | mg/l | [54 empty] | 0.28 | l/s | [48 empty] | 11 | pH | 6 | pH | [18 empty] | 1000 | mg/l | [8 empty] | 1000 | mg/l | [6 empty] | 45 | °C | [8 empty] | 25 | m³/d
TILBURY STW | S01VGHALESKA | Direction | Live | No | ADS 126 | The Launderette | 7 Kings Parade | Kings Street | Stanford-Le-Hope, Essex |  |  | SS17 0HR | 01/04/2008 | Wastewater from a coin-op launderette used for washing domestic items only. | Mrs J Gorman | 7 Kings Parade | Kings Street | Stanford-le-Hope, Essex |  |  | SS17 0HR | at the discharge to the drain at the rear of the premises | at Victoria Road | TQ6834082370 | TQ6832082370 | [54 empty] | 2000 | mg/l | [54 empty] | 2 | m³/hr | [36 empty] | 100 | mg/l | [10 empty] | 11 | pH | 6 | pH | [18 empty] | 500 | mg/l | [8 empty] | 1000 | mg/l | [6 empty] | 45 | °C | [8 empty] | 10 | m³/d
TILBURY STW | S01NATPLATKA1 | Consent | Live | No | ACZ 596 | National Platforms Ltd | 6 Oliver Road | West Thurrock | Essex |  |  | RM20 3ED | 01/11/2016 | Used water arising from plant and vehicle wash-down, following 3 stage oil interceptor treatment. | Nationwide Platforms Limited | 15 Midland Court | Central Park | Lutterworth | Leicestershire |  | LE17 4PN | at manhole after final stage of the oil interceptor, adjacent to Oliver Road site entrance | at Oliver Road | TQ5794277307 | TQ5794577289 | [54 empty] | 2500 | mg/l | [54 empty] | 0.5 | l/s | [48 empty] | 11 | pH | 6 | pH | [18 empty] | 1000 | mg/l | [16 empty] | 45 | °C | [8 empty] | 1 | m³/d
TILBURY STW | S01MPGRAYSKA | Direction | Live | No | ADZ 826 | Motor Fuel Limited | Grays Service Station (FS065) | The Broadway | Dock Road | Grays |  | RM17 6EW | 01/12/2016 | Used water arising from the external washing of vehicles. | Motor Fuel Limited | Building 2 | Abbey View, Everard Close St Albans | Hertfordshire |  |  | AL1 2QU | at oufall of the interceptor, prior to discharging to the public foul sewer | at the Broadway | TQ6242777872 | TQ6240477850 | [54 empty] | 2500 | mg/l | [54 empty] | 0.5 | l/s | [48 empty] | 11 | pH | 6 | pH | [18 empty] | 1000 | mg/l | [16 empty] | 45 | °C | [8 empty] | 8 | m³/d
TILBURY STW | S01TASDAVWKA1 | Consent | Live | No | ACZ 575 | Asda Stores Limited | Thurrock Park Way | Tilbury | Essex |  |  | RM18 7HJ | 04/10/2016 | Used water, following treatment via single stage interceptor, arising from an automatic roll-over vehicle wash. | Asda Stores Limited | Asda House | South Bank | Great Wilson Street | Leeds |  | LS11 5AD | at manhole adjacent to vehicle wash and interceptor | at Thurrock Park Way | TQ6307477018 | TQ6303777030 | [54 empty] | 2500 | mg/l | [54 empty] | 0.5 | l/s | [48 empty] | 11 | pH | 6 | pH | [18 empty] | 1000 | mg/l | [16 empty] | 45 | °C | [8 empty] | 3 | m³/d
TILBURY STW | S01ITSTENGKA1 | Consent | Live | No | ACZ 242 | ITS Testing Services (UK) Limited | 734 London Road | West Thurrock | Essex |  |  | RM20 3NL | 11/03/2015 | Used Cooling water from petrochemical test Engines. | ITS Testing Services (UK) Limited | Academy Place | 1-9 Brook Street | Brentwood | Essex |  | CM14 5NQ | at the Test Engine 1 | at manhole ref 3702, London Road, West Thurrock | TQ5736277821 | TQ5734777772 | [54 empty] | 100 | mg/l | [54 empty] | 1 | l/s | [48 empty] | 10 | pH | 6 | pH | [18 empty] | 100 | mg/l | [8 empty] | 1000 | mg/l | [6 empty] | 45 | °C | [8 empty] | 2.5 | m³/d
TILBURY STW | S01SPILVEHKA | Direction | Live | No | ADW 269 | ADM Milling Limited | Port of Tilbury | Tilbury Docks | Essex |  |  | RM18 7JU | 01/04/2012 | Wastewater from the external washing of vehicles only. | ADM Milling Limited | ADM International Limited | Church Manorway | Erith | Kent |  | DA8 1DL | at the Port of Tilbury sewer at wash area on the premises | at Tilbury North Junction (NGR TQ623773) | TQ6207076990 | TQ6265097720 | [54 empty] | 2500 | mg/l | [54 empty] | 0.5 | m³/hr | [36 empty] | 250 | mg/l | [10 empty] | 11 | pH | 6 | pH | [18 empty] | 1000 | mg/l | [8 empty] | 1000 | mg/l | [6 empty] | 45 | °C | [8 empty] | 5 | m³/d
TILBURY STW | S01GJWESTWKA | Direction | Live | No | ADU 129 | Hathaway Washateria | 2 Kingston Parade | Hathaway Road | Grays | Essex |  | RM17 5LG | 01/09/2009 | Wastewaters arising from the laundering process | Mr G J Westwell | 2 Kingston Parade | Hathaway Road | Grays | Essex |  | RM17 5LG | at a point at the rear of the property prior to discharging to the public foul sewer | Hathaway Road, Grays | TQ6153078980 | TQ6152078970 | [54 empty] | 2000 | mg/l | [54 empty] | 1.25 | m³/hr | [36 empty] | 100 | mg/l | [10 empty] | 11 | pH | 6 | pH | [18 empty] | 500 | mg/l | [8 empty] | 1000 | mg/l | [6 empty] | 45 | °C | [8 empty] | 10 | m³/d
TILBURY STW | S01TILBLDTKA1 | Consent | Live | No | ACZ 283 | Tilbury Launderette | 2 Commonwealth House | Montreal Road | Tilbury |  |  | RM18 7QX | 24/04/2015 | Used waters from the laundering of domestic items only. | Mr Samuel Ezekolonkwor - T/A Tilbury Launderette | 11 Elizabeth Close | Tilbury | Essex |  |  | RM18 8EW | at a point within the curtilage of 2 Commonwealth House, prior to discharge to the public foul sewer | at manhole 2202 St Andrews Court, between Canberra Square & Montreal Road | TQ6425176170 | TQ6420276241 | [54 empty] | 2000 | mg/l | [54 empty] | 1 | l/s | [48 empty] | 11 | pH | 6 | pH | [18 empty] | 1000 | mg/l | [8 empty] | 1000 | mg/l | [6 empty] | 45 | °C | [8 empty] | 4 | m³/d
TILBURY STW | S01GRAYSPOKA | Direction | Live | No | ADW 278 | Grays Police Station | Brook Road | Grays | Essex |  |  | RM17 5BX | 01/05/2012 | Wastewaters from car wash unit only. | Essex Police Headquarters | PO Box 2 | Springfield | Chelmsford | Essex |  | CM2 6DA | at a point prior to discharging to the public foul sewer. | at Brook Road, Grays, Essex | TQ6135078120 | TQ6135078080 | [54 empty] | 2500 | mg/l | [54 empty] | 1.5 | m³/hr | [36 empty] | 250 | mg/l | [10 empty] | 11 | pH | 6 | pH | [18 empty] | 1000 | mg/l | [8 empty] | 1000 | mg/l | [6 empty] | 45 | °C | [8 empty] | 14 | m³/d
TILBURY STW | S01LANDMARKA | Direction | Live | No | ADW 51 | MC Truck & Bus Ltd | Barclay Way | Waterglade Industrial Park | West Thurrock | Grays | Essex | RM20 3FB | 01/08/2011 | Wastewater from the external washing of road vehicles only. | MC Truck & Bus Limited | Beddon Way | Aylseford North | Maidstone | Kent |  | ME20 7BT | at a point prior to discharging to the public foul sewer. | at Barclay Way, Grays | TQ6200079000 | TQ6200079000 | [54 empty] | 2500 | mg/l | [54 empty] | 2 | m³/hr | [36 empty] | 250 | mg/l | [10 empty] | 11 | pH | 6 | pH | [18 empty] | 1000 | mg/l | [8 empty] | 1000 | mg/l | [6 empty] | 45 | °C | [8 empty] | 11 | m³/d
TILBURY STW | S01BELHUSCKA | Consent | Live | No | ACY 136 | Belhus Golf Club and Leisure Centre | Belhus Park | South Ockendon | Essex |  |  | RM15 4PX | 16/10/2013 | Used waters arising from swimming pool filter backwash and from the periodic drain down of the swimming pool contents | Impulse Leisure Limited | Blackshots Leisure Centre | Blackshots Lane | Grays | Essex |  | RM16 2JU | at the Belhus Leisure Centre drainage pit | at Gatehope Drive, South Ockendon after passing under the M25 motorway | TQ5729081140 | TQ5750081060 | [54 empty] | 1000 | mg/l | [10 empty] | 5 | mg/l | [42 empty] | 8 | l/s | [36 empty] | 250 | mg/l | [10 empty] | 10 | pH | 6 | pH | [18 empty] | 1000 | mg/l | [8 empty] | 1000 | mg/l | [6 empty] | 45 | °C | [8 empty] | 15 | m³/d
TILBURY STW | S01TESCOLAKA | Direction | Live | No | ADT 519 | ARC Car Wash | Cygnet View | Lakeside | Grays | Essex |  | RM20 1TX | 01/09/2009 | Wastewater, after passage via an interceptor, from the external washing of vehicles only. | Anduff Car Wash Limited | 35-37 Amersham Hill | High Wycombe | Buckinghamshire |  |  | HP13 6NU | at the manhole after the interceptor | at Cygnet View, Lakeside, Grays, Essex | TQ5799078920 | TQ5796078910 | [54 empty] | 2000 | mg/l | [54 empty] | 5 | m³/hr | [36 empty] | 250 | mg/l | [10 empty] | 11 | pH | 6 | pH | [18 empty] | 1000 | mg/l | [8 empty] | 1000 | mg/l | [6 empty] | 45 | °C | [8 empty] | 20 | m³/d
TILBURY STW | S01BLKSHOTKA | Direction | Live | No | ADZ 330 | Impulse Leisure Centre | Blackshots Lane | Grays | Essex |  |  | RM16 2JU | 01/07/2015 | Used water arising from swimming pool filter backwash and periodic drain down of the pool contents. | Impulse Leisure Limited | Blackshots Leisure Centre | Blackshots Lane | Grays | Essex |  | RM16 2JU | at an agreed point within the leisure centre site prior to discharge to the foul sewer | at Standford Road, Grays | TQ6274079550 | TQ6288079440 | [54 empty] | 1000 | mg/l | [10 empty] | 5 | mg/l | [42 empty] | 8 | l/s | [48 empty] | 10 | pH | 6 | pH | [18 empty] | 1000 | mg/l | [16 empty] | 45 | °C | [8 empty] | 15 | m³/d
TILBURY STW | S01TILBSS KA | Direction | Live | No | ADZ 495 | Tilbury Hand Car Wash | 221-225 Dock Road | Tilbury | Essex |  |  | RM18 7BT | 01/02/2016 | Used water from the external washing of vehicles. | Tilbury Hand Car Wash | 807 Green Lane | London |  |  |  | N21 2SG | at a point on the premises prior to discharging to the public foul sewer | at Dock Road, Tilbury | TQ6386076190 | TQ6386076190 | [54 empty] | 2500 | mg/l | [54 empty] | 0.5 | l/s | [48 empty] | 11 | pH | 6 | pH | [18 empty] | 1000 | mg/l | [16 empty] | 45 | °C | [8 empty] | 10 | m³/d
TILBURY STW | S01ISOTANKKA | Direction | Live | Yes | ADZ 721 | Isotank West Thurrock | Oliver Close, Grays | Thurrock, Essex |  |  |  | RM20 3EE | 01/10/2016 | Used waters from the external washing of road tankers, plant and commercial vehicles and the internal washing of road tankers. | Isotank Depot Services Limited | Limerick Road, Dormanstown | Redcar, Cleveland |  |  |  | TS10 5JU | at a point downstream of the treatment plant on site at the back of the washing bay | at Oliver Close, Grays | TQ5749077250 | TQ5759077550 | [48 empty] | 0.05 | mg/l |  |  |  |  | 7500 | mg/l | [12 empty] | 1 | mg/l |  |  | 2 | mg/l | [36 empty] | 3 | l/s | [10 empty] | 1 | mg/l | [8 empty] | 0.03 | mg/l | [10 empty] | 1 | mg/l |  |  | 250 | mg/l | [10 empty] | 10 | pH | 6 | pH | [18 empty] | 1500 | mg/l | [8 empty] | 1000 | mg/l | [6 empty] | 45 | °C | [8 empty] | 175 | m³/d | [14 empty] | 5 | mg/l
TILBURY STW | S01KINGWSHKA | Direction | Live | No | ADZ 615 | Tim's Car Wash | Crammavill Street | Stifford Clays | Grays |  |  | RM16 2BD | 01/06/2016 | Used water arising from the external washing of vehicles only. | Selman Halilaj - T/A Tim's Car Wash | 219 Rectory Road | Grays | Essex |  |  | RM17 5SJ | at the outfall from the interceptors, prior to discharging to the public foul sewer | at a point off Crammavill Street running into St Annes Close | TQ6183080270 | TQ6175080270 | [54 empty] | 2500 | mg/l | [54 empty] | 4 | l/s | [48 empty] | 11 | pH | 6 | pH | [18 empty] | 1000 | mg/l | [16 empty] | 45 | °C | [8 empty] | 15 | m³/d
TILBURY STW | S01SKERGRAKA | Direction | Live | No | ADZ 907 | DHIY Limited t/a Deluxe Dry Cleaners | 59 The Parade | Lodge Lane | Grays |  |  | RM17 5RZ | 01/02/2017 | Used waters from the laundering of domestic items only. | DHIY Limited | 59 The Parade | Lodge Lane | Grays | Essex |  | RM17 5RZ | at a point before entering the public foul sewer | at The Parade, Socketts Heath. | TQ6247579244 | TQ6247679224 | [54 empty] | 2000 | mg/l | [54 empty] | 0.5 | l/s | [48 empty] | 11 | pH | 6 | pH | [18 empty] | 1000 | mg/l | [8 empty] | 1000 | mg/l | [6 empty] | 45 | °C | [8 empty] | 5 | m³/d
TILBURY STW | S01DANEHOLKA | Direction | Live | No | ADZ 531 | Malthurst Petroleum Ltd (Grays) | Daneholes Roundabout | Stanford Road | Grays |  |  | RM16 2XE | 01/04/2016 | Used water arising from an automatic roll over wash facility, after passing through a suitably maintained interceptor. | Malthurst Petroleum Limited | Vincent House | 4 Grove Lane | Epping | Essex |  | CM16 4LH | at a point prior to discharge into the public sewer | at Wood View, Grays | TQ6283079280 | TQ6283079280 | [54 empty] | 2500 | mg/l | [54 empty] | 0.5 | l/s | [48 empty] | 11 | pH | 6 | pH | [18 empty] | 1000 | mg/l | [16 empty] | 45 | °C | [8 empty] | 8 | m³/d
TILBURY STW | S01POND KA | Direction | Live | No | ADZ 532 | Malthurst Petroleum Ltd (Aveley) | Purfleet Road | Aveley | South Ockendon, Essex |  |  | RM15 4DJ | 01/04/2016 | Used water arising from an automatic roll over wash facility, after passing through a suitably maintained interceptor. | Malthurst Petroleum Limited | Vincent House | 4 Grove Lane | Epping, Essex |  |  | CM16 4LH | at the southern-most chamber of the interceptor situated nearest to the car-wash bay. | at Purfleet Road, Aveley | TQ5638080256 | TQ5639480247 | [54 empty] | 2500 | mg/l | [54 empty] | 0.5 | l/s | [48 empty] | 11 | pH | 6 | pH | [18 empty] | 1000 | mg/l | [16 empty] | 45 | °C | [8 empty] | 8 | m³/d
TILBURY STW | S01TLEVOI KA | Direction | Live | No | ADY 339 | Tony Le Voi | Lakeside Retail Park | West Thurrock Way | Grays | Essex |  | RM20 3WE | 01/04/2014 | Used water from vehicle washing and contaminated surface water run-off. | Vickers (Lakeside) Limited | 4 Chiswell Street | London |  |  |  | EC1Y 4UP | at a point before entry to the public foul sewer, after passing through a suitably maintained interceptor | West Thurrock Way, Grays | TQ5821678548 | TQ5821478596 | [54 empty] | 2500 | mg/l | [54 empty] | 0.5 | m³/hr | [36 empty] | 250 | mg/l | [10 empty] | 11 | pH | 6 | pH | [18 empty] | 1000 | mg/l | [8 empty] | 1000 | mg/l | [6 empty] | 45 | °C | [8 empty] | 4 | m³/d
TILBURY STW | S01BEAVA84KA | Direction | Live | No | ADW 60 | Beaver 84 Ltd | Magnet Road Industrial Estate | Magnet Road | West Thurrock | Essex |  | RM20 4DB | 01/09/2011 | Wastewater arising from the cleaning of sheet - piling & trench boxes. | Altrad Beaver 84 Limited | Sheen | Nr Buxton | Derbyshire |  |  | S17 0EU | at a point prior to discharging into the public foul sewer | at London Road, West Thurrock | TQ5936078050 | TQ5936078050 | [54 empty] | 2500 | mg/l | [54 empty] | 1 | m³/hr | [36 empty] | 250 | mg/l | [10 empty] | 11 | pH | 6 | pH | [18 empty] | 1000 | mg/l | [8 empty] | 1000 | mg/l | [6 empty] | 45 | °C | [8 empty] | 2 | m³/d
TILBURY STW | S01PURTHAMKA | Direction | Live | No | ADX 542 | Purfleet Thames Terminals Ltd | London Road | Purfleet | Essex |  |  | RM19 1RP | 01/06/2013 | Wastewater arising from the cleaning & pre-delivery inspection of new cars. | C.RO Ports London Limited | The Quadrangle 2nd Floor | 180 Wardour Street | London |  |  | W1F 8LB | at a point prior to discharging to the public foul sewer | at Thurrock Southern Truck sewer adjacent to Southern Boundary of the premises. | TQ5640077800 | TQ5640077800 | [54 empty] | 2500 | mg/l | [54 empty] | 1.5 | m³/hr | [36 empty] | 250 | mg/l | [10 empty] | 11 | pH | 6 | pH | [18 empty] | 1000 | mg/l | [8 empty] | 1000 | mg/l | [6 empty] | 45 | °C | [8 empty] | 10 | m³/d
TILBURY STW | S01MURCSLHKA | Direction | Live | No | ADT 505 | Murco Costcutter | Stanford-Le-Hope Service Station | London Road | Stanford-Le-Hope | Essex |  | SS17 0LD | 01/07/2009 | Wastewater from the external washing of vehicles only. | Murco Petroleum Limited | 4 Beaconsfield Road | St Albans | Hertfordshire |  |  | AL1 3RH | at the manhole after passing through the interceptor | at London Road, Stanford-Le-Hope | TQ6800082210 | TQ6801082220 | [54 empty] | 2000 | mg/l | [54 empty] | 0.5 | m³/hr | [36 empty] | 250 | mg/l | [10 empty] | 11 | pH | 6 | pH | [18 empty] | 1000 | mg/l | [8 empty] | 1000 | mg/l | [6 empty] | 45 | °C | [8 empty] | 5 | m³/d
TILBURY STW | S01TILARRIKA | Consent | Live | No | ACV 179 | Arriva Southend Limited | Europa Park | London Road | West Thurrock | Grays | Essex | RM20 4DB | 15/11/2010 | Wastewaters from the external washing of buses using an automatic recycling vehicle wash after passage through an interceptor | Arriva Southend Limited | 1 Admiral Way | Doxford International Business Park | Sunderland | Tyne & Wear |  | SR3 3XP | at the chamber after the interceptor prior to discharging to the public foul sewer | at Manhole 6903 situated at the rear of 22 Mill Lane, West Thurrock | TQ5952077990 | TQ5965077990 | [54 empty] | 3000 | mg/l | [54 empty] | 1.25 | m³/hr | [36 empty] | 250 | mg/l | [10 empty] | 10 | pH | 6 | pH | [18 empty] | 1500 | mg/l | [8 empty] | 1000 | mg/l | [6 empty] | 45 | °C | [8 empty] | 10 | m³/d
TILBURY STW | S01RMGRAYSKA | Consent | Live | No | ACX 160 | Royal Mail | Grays Delivery Office | Hogg Lane | Grays, Essex |  |  | RM17 5QB | 27/12/2012 | Wastewater arising from the external washing of vehicles, after passage through an interceptor. | Royal Mail Group Limited | 100 Victoria Embankment | London |  |  |  | EC4Y 0HQ | at the manhole after the interceptor prior to discharging to the public foul sewer. | in the unnamed road parallel to Brooke Road, Grays | TQ6136078290 | TQ6139078220 | [54 empty] | 2500 | mg/l | [54 empty] | 0.5 | m³/hr | [36 empty] | 250 | mg/l | [10 empty] | 11 | pH | 6 | pH | [18 empty] | 1000 | mg/l | [8 empty] | 1000 | mg/l | [6 empty] | 45 | °C | [8 empty] | 2 | m³/d
TILBURY STW | S01MASTEAMKA | Direction | Live | No | ADZ 494 | Acclaim Handling Limited | Ellisham House | Purfleet Industrial Estate A13 | Purfleet, Essex |  |  | RN15 4YD | 01/02/2016 | Settled used waters arising from the steam cleaning of fork-lift equipment. | Acclaim Handling Limited | Ellisham House | Purfleet Industrial Estate A13 | Purfleet | Essex |  | RN15 4YD | at the overflow from the interceptor prior to discharging to the public foul sewer | at Purfleet Road, Purfleet | TQ5504079710 | TQ5516079770 | [54 empty] | 2500 | mg/l | [54 empty] | 0.5 | l/s | [48 empty] | 11 | pH | 6 | pH | [18 empty] | 1000 | mg/l | [16 empty] | 45 | °C | [8 empty] | 5 | m³/d
TILBURY STW | S01TILCONTKA | Direction | Live | No | ADX 495 | London Container Terminal (Tilbury) Ltd. | Northfleet Hope House | Site 41 | Tilbury Docks | Tilbury |  | RM18 7HX | 01/05/2013 | Wastewater arising from the cleaning of plant and vehicles. | London Container Terminal (Tilbury) Limited | Lesley Ford House | Tilbury Freepost | Tilbury | Essex |  | RM18 7EH | at a point prior to discharging to the public foul sewer. | at St Andrews Road, Tilbury | TQ6241076040 | TQ6267076970 | [54 empty] | 2500 | mg/l | [54 empty] | 1 | m³/hr | [36 empty] | 250 | mg/l | [10 empty] | 11 | pH | 6 | pH | [18 empty] | 1000 | mg/l | [8 empty] | 1000 | mg/l | [6 empty] | 45 | °C | [8 empty] | 2 | m³/d
TILBURY STW | S01H20VALEKA1 | Consent | Live | No | TECO-0150-2018 | H20 Car Valeting | White, Red and Green Car park | Lakeside Shopping Centre | Thurrock Way | Grays |  | RM16 1WT | 04/01/2019 | Used water, after passage via an interceptor, from the external washing of vehicles only. | H20 Westfield Ltd | Colin Thomas, H20 Car Valeting Centres, | The Mailbox, Lower Ground Level | 150 Wharfside Street | Birmingham |  | B1 1RD | the final chamber of the three stage interceptor in the Green Car Park | the manhole located at West Thurrock Way | TQ5856078893 | TQ5861378570 | [54 empty] | 2500 | mg/l | [54 empty] | 6 | l/s | [48 empty] | 11 | pH | 6 | pH | [18 empty] | 1000 | mg/l | [16 empty] | 45 | °C | [8 empty] | 6 | m³/d
TILBURY STW | S01BANNACHKA | Direction | Live | No | TEDI-0039-2019 | Bannatynes Health Club and Spa | Howard Road | Chafford Hundred | Grays | Essex |  | RM16 6YJ | 28/05/2019 | Used water from the back-washing of swimming pool water treatment plant filters and periodic emptying of pool contents. | Bannatyne Fitness Limited | Power House | Haughton Road | Darlington | County Durham |  | DL1 1ST | the backwash sump-pump chamber | manhole No. 1401, situated in Howard Road, Chafford Hundred | TQ5917079390 | TQ5917079390 | [54 empty] | 1000 | mg/l | [10 empty] | 5 | mg/l | [42 empty] | 30 | l/s | [48 empty] | 10 | pH | 6 | pH | [18 empty] | 1000 | mg/l | [16 empty] | 45 | °C | [8 empty] | 15 | m³/d
TILBURY STW | S01GLC KA | Direction | Live | No | TEDI-0116-2019 | Sandy Lane Landfill Site | Aveley | Essex |  |  |  | RM15 4XP | 04/08/2021 | Leachate arising from a landfill site. | East London Waste Authority | Harvey House | St. Edwards Court | London Road | Romford, Essex |  | RM7 9QD | the discharge from the two effluent pits situated on the site | Sandy Lane, Aveley | TQ5551080580 | TQ5560080030 | [24 empty] | 1500 | mg/l | [16 empty] | 11 | mg/l | [10 empty] | 2700 | mg/l | [54 empty] | 5 | l/s | [48 empty] | 10 | pH | 6 | pH | [18 empty] | 500 | mg/l | [10 empty] | 1 | mg/l |  |  |  |  | 43 | °C | [8 empty] | 150 | m³/d
TILBURY STW | S01LANCASTKA | Direction | Live | No | TEDI-0176-2019 | Mercedes-Benz Lakeside | Lakeside Estate | Herron Way | West Thurrock | Essex |  | RM20 3WJ | 27/01/2020 | Used water, after passage via an interceptor, from the external washing of vehicles only. | Jardine Motors Group UK Limited | 770 The Crescent | Colchester Business Park | Colchester | Essex |  | CO4 9YQ | the manhole after passing through the interceptor | Heron Way | TQ5871778441 | TQ5867278462 | [54 empty] | 2500 | mg/l | [54 empty] | 0.5 | l/s | [48 empty] | 11 | pH | 6 | pH | [18 empty] | 1000 | mg/l | [16 empty] | 45 | °C | [8 empty] | 12 | m³/d
TILBURY STW | S01ENSIGNPKA | Direction | Live | No | TEDI-0024-2019 | Ensign Bus Company Limited | The Rifle Range | Juliette Close | Purfleet Industrial Park | Aveley, South Ockendon | Essex | RM15 4YF | 06/05/2019 | Used water, after passage via an interceptor, from the external washing of buses only. | Ensign Bus Company Limited | The Rifle Range | Juliette Close | Purfleet Industrial Park | Aveley, South Ockendon | Essex | RM15 4YF | the discharge point from the interceptor | manhole No. 1702 in Purfleet Road, Aveley | TQ5496079610 | TQ5516079770 | [54 empty] | 2500 | mg/l | [54 empty] | 5 | l/s | [48 empty] | 11 | pH | 6 | pH | [18 empty] | 1000 | mg/l | [16 empty] | 45 | °C | [8 empty] | 10 | m³/d
TILBURY STW | S01JCLEISUKA | Direction | Live | No | TEDI-0147-2019 | Harris Academy Ockendon | Erriff Drive | South Ockendon | Essex |  |  | RM15 5AY | 02/03/2020 | Used water from the filter backwashing process and periodic drain-down of swimming pool contents. | Harris Federation | 4th Floor Norfolk House | Wellesley Road | Croydon |  |  | CR0 1LH | a point after the treatment units next to the pool prior to discharge to the foul sewer within the premises | Erriff Drive to the front of the building. | TQ5807381897 | TQ5810981732 | [54 empty] | 1000 | mg/l | [10 empty] | 5 | mg/l | [42 empty] | 6.1 | l/s | [48 empty] | 10 | pH | 6 | pH | [18 empty] | 1000 | mg/l | [16 empty] | 45 | °C | [8 empty] | 3.6 | m³/d
TILBURY STW | S01RTESSEXKA | Direction | Live | No | TEDI-0209-2020 | Renault Truck Commercials Limited | Weston Avenue | Waterglade Industrial Park | West Thurrock | Essex |  | RM20 3FZ | 14/12/2020 | Used water, after passage via an interceptor, from the external washing of vehicles and workshop floor cleaning machine. | Renault Truck Commercials Limited | Wedgnock Industrial Estate | Wedgnock Lane | Warwick |  |  | CV34 5YA | a point prior to discharging to the public foul sewer | Weston Avenue, West Thurrock | TQ5765377756 | TQ5754377774 | [54 empty] | 2500 | mg/l | [54 empty] | 0.5 | l/s | [48 empty] | 11 | pH | 6 | pH | [18 empty] | 1000 | mg/l | [16 empty] | 43 | °C | [8 empty] | 20 | m³/d
TILBURY STW | S01ALLIEDVKA1 | Consent | Live | No | TECO-0027-2021 | Allied Mills | Sunblest Mill | Port of Tilbury | Tilbury | Essex |  | RM18 7JR | 16/02/2021 | Used water, after passage via an interceptor, from the external washing of vehicles only. | Allied Mills Limited | Weston Centre | 10 Grosvenor Street | London |  |  | W1K 4QY | the discharge from the interceptor chamber | the dock perimeter road, Tilbury Docks | TQ6207977046 | TQ6267576977 | [54 empty] | 2500 | mg/l | [54 empty] | 0.5 | l/s | [48 empty] | 11 | pH | 6 | pH | [18 empty] | 1000 | mg/l | [16 empty] | 43 | °C | [8 empty] | 5 | m³/d
TILBURY STW | S01ALLIEDFKA3 | Consent | Live | No | TECO-0029-2021 | Allied Mills | Sunblest Mill | Port of Tilbury | Tilbury | Essex |  | RM18 7JR | 16/02/2021 | Used water arising from the washdown of flour and pellet outload areas. | Allied Mills Limited | Weston Centre | 10 Grosvenor Street | London |  |  | W1K 4QY | the collection gully at the outload points | the dock perimeter road, Tilbury Docks | TQ6205276970 | TQ6267576977 | [54 empty] | 5000 | mg/l | [54 empty] | 0.2 | l/s | [10 empty] | 3 | mg/l | [36 empty] | 10 | pH | 6 | pH | [18 empty] | 2500 | mg/l | [16 empty] | 43 | °C | [8 empty] | 5 | m³/d | [14 empty] | 5 | mg/l
TILBURY STW | S01TILBBALKA | Direction | Live | No | TEDI-0072-2021 | Blue Phoenix Limited | 36 - 38 Berth - West Branch Dock | Port of Tilbury | Tilbury Freeport | Tilbury | Essex | RM18 7EH | 09/08/2021 | Used waters consisting of settled contaminated surface water run-off arising from yard area on a site employing recycling of aggregates. | Blue Phoenix Limited | 1 Victoria Stables | Essex Way | Bourne | Lincolnshire |  | PE10 9JZ | a point after the collection chamber and prior to discharging to the public foul sewer | Port of Tilbury, Essex | TQ6317675652 | TQ6318275678 | [54 empty] | 250 | mg/l | [16 empty] | 1 | mg/l | [36 empty] | 9 | l/s | [48 empty] | 10 | pH | 6 | pH | [18 empty] | 250 | mg/l | [8 empty] | 1000 | mg/l | [6 empty] | 43 | °C | [8 empty] | 50 | m³/d
TILBURY STW | S01WOOLARDKA | Direction | Live | No | TEDI-0084-2021 | Alison's Launderette | 1 Broxburn Parade | South Ockendon | Essex |  |  | RM15 5QZ | 01/06/2021 | Used water from the laundering of domestic items only. | Ms Alison McClenaghan T/A Alison's Launderette | 1 Broxburn Parade | South Ockendon | Essex |  |  | RM15 5QZ | the manhole to the rear of the property | Broxburn Drive, South Ockendon | TQ5882080790 | TQ5878080800 | [54 empty] | 2000 | mg/l | [54 empty] | 0.35 | l/s | [48 empty] | 11 | pH | 6 | pH | [18 empty] | 1000 | mg/l | [16 empty] | 43 | °C | [8 empty] | 10 | m³/d
TILBURY STW | S01ALLIEDBKA2 | Consent | Live | No | TECO-0028-2021 | Allied Mills | Sunblest Mill | Port of Tilbury | Tilbury | Essex |  | RM18 7JR | 16/02/2021 | Used water from boiler blow down process. | Allied Mills Limited | Weston Centre | 10 Grosvenor Street | London |  |  | W1K 4QY | the discharge to the drain in the boilerhouse | the dock perimeter road, Tilbury Docks | TQ6202876959 | TQ6267576977 | [54 empty] | 2000 | mg/l | [54 empty] | 1 | l/s | [48 empty] | 12.5 | pH | 6 | pH | [18 empty] | 1000 | mg/l | [16 empty] | 43 | °C | [8 empty] | 0.1 | m³/d
TILBURY STW | S01CLEANOCKA | Direction | Live | No | TEDI-0113-2021 | Veolia - Ockendon Landfill | Medebridge Road | Grays | Essex |  |  | RM16 5TZ | 29/04/2022 | Treated effluent only produced by landfill leachate treatment plant. | Veolia ES Landfill Limited | 210 Pentonville Road | London |  |  |  | N1 9JY | the tap on the trade effluent pumping station pipework, in the pumping station kiosk | Mollands Lane, South Ockendon | TQ6091582962 | TG6019182202 | [24 empty] | 25 | mg/l | [16 empty] | 20 | mg/l | [10 empty] | 1700 | mg/l |  |  |  |  | 3500 | mg/l | [32 empty] | 1.8 | µg/l | [14 empty] | 4 | l/s | [22 empty] | 0.14 | mg/l | [24 empty] | 10 | pH | 6 | pH | [18 empty] | 1000 | mg/l | [10 empty] | 1 | mg/l |  |  |  |  | 43 | °C | [8 empty] | 250 | m³/d
TILBURY STW | S01HADFIELKA | Direction | Live | No | TEDI-0138-2021 | Enva Wood Recycling | 2 Berth | Tilbury Port | Tilbury | Essex |  | RM18 7HH | 03/11/2021 | Used water from the run off from wood recycling process, wood storage and dust suppression process. | Enva Wood Recycling Manchester Limited T/A Enva Wood Recycling | Brailwood Road | Bilsthorpe Industrial Estate | Newark | Nottingham |  | NG22 8UA | the outfall from the interceptor before entry to the public foul sewer | the Port of Tilbury, Tilbury | TQ6320175705 | TQ6317475696 | [54 empty] | 2500 | mg/l | [54 empty] | 4 | l/s | [48 empty] | 10 | pH | 6 | pH | [18 empty] | 1000 | mg/l | [8 empty] | 1000 | mg/l | [6 empty] | 43 | °C | [8 empty] | 18 | m³/d
TILBURY STW | S01TILBENTKA1 | Consent | Live | No | TECO-0181-2021 | Enterprise Flex-E-Rent | 609 London Road | Grays | Essex |  |  | RM20 3BJ | 20/10/2021 | Used water from vehicle washing. | Enterprise Rent-a-Car UK Limited | Enterprise House, Vicarage Road | Egham | Surrey |  |  | TW20 9FB | the chamber after the interceptor on site | the rear of the site | TQ5889777631 | TQ5886077538 | [54 empty] | 2500 | mg/l | [54 empty] | 0.3 | l/s | [48 empty] | 11 | pH | 6 | pH | [18 empty] | 1000 | mg/l | [16 empty] | 43 | °C | [8 empty] | 1.1 | m³/d
TILBURY STW | S01BELARISKA | Direction | Live | No | TEDI-0208-2021 | Belmont Laundry | Canterbury House | Arisdale Avenue | South Ockendon | Essex |  | RM15 5TT | 07/03/2022 | Used waters from the laundering process. | Belmont Laundry Limited | 15 Station Road | St. Ives | Cambridgeshire |  |  | PE27 5BH | the effluent collection pit prior to discharging to the public foul sewer | Arisdale Avenue, South Ockendon | TQ5872082100 | TQ5879082100 | [54 empty] | 2500 | mg/l | [54 empty] | 4.5 | l/s | [36 empty] | 250 | mg/l | [10 empty] | 11 | pH | 6 | pH | [18 empty] | 500 | mg/l | [16 empty] | 43 | °C | [8 empty] | 240 | m³/d
TILBURY STW | S01TILBCROKA | Consent | Live | No | TECO-0218-2021 | CRo Ports London Border Control Post | London Road | Purfleet |  |  |  | RM19 1SD | 21/12/2021 | Used waters from the washdown of internal storage areas for the inspection of import/export fresh and frozen food and plant products after passage via a 3 stage interceptor. | Purfleet Real Estate Limited | 130 Shaftesbury Avenue | 2nd Floor | London |  |  | W1D 5EU | the manhole downstream of the third interceptor | London Road | TQ5705377519 | TQ5707377617 | [54 empty] | 2500 | mg/l | [54 empty] | 0.5 | l/s | [48 empty] | 11 | pH | 6 | pH | [18 empty] | 1000 | mg/l | [16 empty] | 43 | °C | [8 empty] | 2 | m³/d
TILBURY STW | S01TILBMFLKA | Consent | Live | No | TECO-0228-2021 | Motor Fuel Limited | FS801 Meads Fuel Station | Arterial Road | Purfleet | Essex |  | RM19 1TS | 05/01/2022 | Used water, after passage via an interceptor, from the external washing of vehicles only. | Motor Fuel Limited | Gladstone Place | 36-38 Upper Marlborough Road | St Albans | Hertfordshire |  | AL1 3UU | the manhole downstream of the third interceptor | Arterial Road, A1306 | TQ5598678727 | TQ5595378773 | [54 empty] | 2500 | mg/l | [54 empty] | 1 | l/s | [48 empty] | 11 | pH | 6 | pH | [18 empty] | 1000 | mg/l | [16 empty] | 43 | °C | [8 empty] | 16.2 | m³/d
TILBURY STW | S01PROCTERKA | Direction | Live | No | TEDI-0093-2022 | Procter & Gamble Product Supply (UK) Limited | Hedley Avenue | West Thurrock | Essex |  |  | RM20 4AL | 02/01/2023 | Used water arising from the manufacture and packaging of detergents and ancillary products. | Proctor & Gamble Product Supply (UK) Limited | The Heights | Brooklands | Weybridge | Surrey |  | KT13 0XP | the pipe discharging into the sample pit at the end of the treatment plant | Manor Road pumping station, via a private network | TQ5947577377 | TQ5908177653 | [54 empty] | 3000 | mg/l |  |  |  |  | 3000 | mg/l | [20 empty] | 490 | mg/l | [26 empty] | 15.3 | l/s | [20 empty] | 2000 | ng/l | [26 empty] | 10 | pH | 6 | pH | [18 empty] | 800 | mg/l | [16 empty] | 43 | °C | [8 empty] | 600 | m³/d | [14 empty] | 1.5 | mg/l
TILBURY STW | S01TILOCAHKA1 | Consent | Live | No | TECO-0143-2022 | Ocado Operating Limited | CFC Purfleet | New Purfleet Road, Aveley | South Ockendon, Essex |  |  | RM15 4EW | 25/08/2022 | Used water, after passage via an interceptor, from the external washing of vehicles and discharge of compactor area run-off and refrigerator condensate. | Ocado Operating Limited | Buildings 1 and 2, Trident Place | Mosquito Way | Hatfield, Hertfordshire |  |  | AL10 9UL | the inspection chamber directly after the interceptor | manhole 2801 | TQ5510180095 | TQ5521879822 | [54 empty] | 2500 | mg/l | [54 empty] | 0.3 | l/s | [48 empty] | 11 | pH | 6 | pH | [18 empty] | 1000 | mg/l | [16 empty] | 43 | °C | [8 empty] | 1 | m³/d
TILBURY STW | S01TILOCATKA1 | Consent | Live | No | TECO-0144-2022 | Ocado Operating Limited | CFC Purfleet | New Purfleet Road, Aveley | South Ockendon, Essex |  |  | RM15 4EW | 25/08/2022 | Used water arising from the washing of baskets/totes/trays used in shopping distribution. | Ocado Operating Limited | Buildings 1 and 2, Trident Place | Mosquito Way | Hatfield, Hertfordshire |  |  | AL10 9UL | the inspection chamber outside the tote washing building | manhole 2801 | TQ5518880055 | TQ5521879822 | [54 empty] | 2500 | mg/l | [54 empty] | 0.5 | l/s | [48 empty] | 11 | pH | 6 | pH | [18 empty] | 1000 | mg/l | [16 empty] | 43 | °C | [8 empty] | 25 | m³/d
TILBURY STW | S01TILPURAKA1 | Consent | Live | No | TECO-0149-2022 | Pura Foods Limited | London Road | Purfleet | Essex |  |  | RM19 1SD | 22/08/2022 | Used water arising from the pre-treatment of effluent from the manufacture and packaging of edible oil-based food and feed products, and lecithin manufacture. | Pura Foods Limited | Adm International Offices | Church Manorway | Erith | Kent |  | DA8 1DL | the weir in the sample chamber by the toilet block south of the tank farm | a point on land adjacent to London Road, Purfleet | TQ5689677194 | TQ5690077635 | [54 empty] | 2500 | mg/l |  |  |  |  | 5000 | mg/l | [48 empty] | 22 | l/s | [36 empty] | 250 | mg/l | [10 empty] | 10 | pH | 6 | pH | [18 empty] | 500 | mg/l | [10 empty] | 1 | mg/l |  |  |  |  | 43 | °C | [8 empty] | 960 | m³/d
TILBURY STW | S01TILOCAVKA1 | Consent | Live | No | TECO-0117-2022 | Ocado Operating Limited | CFC Purfleet | New Purfleet Road, Aveley | South Ockendon, Essex |  |  | RM15 4EW | 25/08/2022 | Used water, after passage via an interceptor, from the external washing of vehicles only. | Ocado Operating Limited | Buildings 1 and 2, Trident Place | Mosquito Way | Hatfield, Hertfordshire |  |  | AL10 9UL | the inspection chamber directly after the interceptors | manhole 2801 | TQ5500579960 | TQ5521879822 | [54 empty] | 2500 | mg/l | [54 empty] | 0.3 | l/s | [48 empty] | 11 | pH | 6 | pH | [18 empty] | 1000 | mg/l | [16 empty] | 43 | °C | [8 empty] | 0.5 | m³/d
TILBURY STW | S01HSSTHURKA1 | Direction | Live | No | TEDI-0229-2022 | HSS Hire Service Group Limited | Plot 4, Riverside Industrial Estate | Oliver Close, West Thurrock | Essex |  |  | RM20 3EF | 20/08/2023 | Used water arising from the external cleaning of hired plant after passing through a suitably maintained oil interceptor. | HSS Hire Service Group Limited | Building 2, Think Park | Mosley Road | Manchester |  |  | M17 1FQ | a point following treatment, via a 3-stage interceptor to the North East of site | manhole 2901, Watson Close | TQ5816977001 | TQ5820476935 | [54 empty] | 2500 | mg/l | [54 empty] | 0.5 | l/s | [48 empty] | 11 | pH | 6 | pH | [18 empty] | 1000 | mg/l | [16 empty] | 43 | °C | [8 empty] | 1 | m³/d
TILBURY STW | S01ESKNRENKA1 | Consent | Live | No | TECO-0203-2022 | Esken Renewables Limited | Biomass Processing Plant | Fort Road | Tilbury | Essex |  | RM18 8UP | 07/11/2022 | Used water arising from contaminated rainfall run-off from a wood and biomass storage and processing facility. | Esken Renewables Limited | Third Floor, 15 Stratford Place | London |  |  |  | W1C 1BE | the wet well of the private pumping station, adjacent to the surface water interceptor and pond | the Tilbury water recycling plant inlet via a privately owned network | TQ6559776042 | TQ6552476243 | [54 empty] | 1000 | mg/l | [54 empty] | 15 | l/s | [48 empty] | 10 | pH | 6 | pH | [18 empty] | 500 | mg/l | [8 empty] | 1000 | mg/l | [6 empty] | 43 | °C | [8 empty] | 250 | m³/d | [14 empty] | 1.5 | mg/l
TILBURY STW | S01TILGAPTKA1 | Consent | Live | No | TECO-0019-2023 | GAP Group Limited | Islay House | Dock Road | Tilbury | Essex |  | RM18 7EQ | 14/03/2023 | Used waters arising from the jet washing of plant, tools and equipment, after passage through an interceptor. | GAP Group Limited | Blenheim Place | Dunston Industrial Estate | Gateshead | Tyne and Wear |  | NE11 9HF | the inspection chamber after the interceptors, to the east of the building | manhole 2701 | TQ6327976749 | TQ6322976746 | [54 empty] | 2500 | mg/l | [54 empty] | 0.6 | l/s | [48 empty] | 11 | pH | 6 | pH | [18 empty] | 1000 | mg/l | [16 empty] | 43 | °C | [8 empty] | 3 | m³/d
TILBURY STW | S01TILGAPPKA1 | Consent | Live | No | TECO-0020-2023 | GAP Group Limited | Jura House | Dock Road | Tilbury | Essex |  | RM18 7EQ | 14/03/2023 | Used water arising from the jet washing of equipment and pumps, after passage through an interceptor. | GAP Group Limited | Blenheim Place | Dunston Industrial Estate | Gateshead | Tyne and Wear |  | NE11 9HF | the pipe that runs from the interceptors, within the manhole adjacent to the wash station | manhole 2701 | TQ6319576786 | TQ6322976746 | [54 empty] | 2500 | mg/l | [54 empty] | 0.6 | l/s | [48 empty] | 11 | pH | 6 | pH | [18 empty] | 1000 | mg/l | [16 empty] | 43 | °C | [8 empty] | 2 | m³/d
TILBURY STW | S01TILGAPWKA1 | Consent | Live | No | TECO-0022-2023 | GAP Group Limited | Jura House | Dock Road | Tilbury | Essex |  | RM18 7EQ | 14/03/2023 | Used water arising from the jet washing of welfare units, after passage through an interceptor. | GAP Group Limited | Blenheim Place | Dunston Industrial Estate | Gateshead | Tyne and Wear |  | NE11 9HF | the inspection chamber after the interceptors, to the east of the building | manhole 2701 | TQ6327576872 | TQ6322976746 | [54 empty] | 2500 | mg/l | [54 empty] | 0.6 | l/s | [48 empty] | 11 | pH | 6 | pH | [18 empty] | 1000 | mg/l | [16 empty] | 43 | °C | [8 empty] | 4 | m³/d
TILBURY STW | S01A13MARDKA | Direction | Live | No | TEDI-0028-2023 | Connect Plus (M25) Limited | Purfleet Road Pumping Station | Purfleet Road | Aveley, South Ockendon | Essex |  | RH15 4DT | 13/05/2024 | Used waters arising from contaminated groundwater from a closed landfill site. | Connect Plus (M25) Limited | Connect Plus House | St Albans Road | South Mimms | Hertfordshire |  | EN6 3NP | the pumped discharge point situated on the pumping station site prior to discharging to the public foul sewer | Purfleet Road, Aveley | TQ5538079930 | TQ5539079920 | [24 empty] | 20 | mg/l | [28 empty] | 100 | mg/l |  |  |  |  | 500 | mg/l | [48 empty] | 6 | l/s | [48 empty] | 10 | pH | 6 | pH | [18 empty] | 400 | mg/l | [10 empty] | 0.5 | mg/l |  |  |  |  | 43 | °C | [8 empty] | 500 | m³/d
TILBURY STW | S01BPRBINSKA | Direction | Live | No | TEDI-0307-2022 | Recorra Limited | 38-39 Juliette Way | Purfleet Industrial Estate | South Ockendon | Essex |  | RM15 4YA | 06/03/2023 | Used waters from the cleaning of bins and vehicles. | Recorra Limited | 52 Lant Street | London |  |  |  | SE1 1RB | the outfall from the interceptor located mid-point of the building, prior to discharge to the public foul sewer | manhole at Purfleet Road, close to the junction with London Road, Purfleet | TQ5516079770 | TQ5516079770 | [54 empty] | 2000 | mg/l | [54 empty] | 2 | l/s | [36 empty] | 250 | mg/l | [10 empty] | 10 | pH | 6 | pH | [18 empty] | 1000 | mg/l | [8 empty] | 1000 | mg/l | [6 empty] | 43 | °C | [8 empty] | 5 | m³/d
TILBURY STW | S01TGPOWERKA1 | Direction | Live | No | TEDI-0095-2023 | Tilbury Green Power | Port of Tilbury | Tilbury | Essex |  |  | RM18 7NU | 06/08/2024 | Used water arising from: (i) Biomass power plant water treatment, (ii) Boiler blow down, (iii) Ash handling, (iv) Condensate, (v) System drain down, (vi) Plant drainage, (vii) Contaminated surface water from wood storage area. Following treatment via sedimentation tank balancing and pH dosing for effluents (i) to (vi) and treatment and attenuation for effluent (vii) and finally separator treatment for all effluents. | Tilbury Green Power Limited | Equitix Management Services, Unit G1, Ash Tree Court | Nottingham Business Park | Nottingham |  |  | NG8 6PY | a point after the trade effluent separator, prior to connection with (combined) domestic effluent | MH 3304, adjacent to Curzon Drive and the railway line | TQ6191977142 | TQ6235877324 | [54 empty] | 2000 | mg/l | [54 empty] | 30 | l/s | [48 empty] | 10 | pH | 6 | pH | [18 empty] | 1000 | mg/l | [8 empty] | 1000 | mg/l | [6 empty] | 43 | °C | [8 empty] | 300 | m³/d
TILBURY STW | S01LPWELTDKA | Direction | Live | No | TEDI-0097-2023 | LPW (Europe) Limited | Purfleet Industrial Estate | Juliette Way | Purfleet | Essex |  | RM15 4YD | 06/09/2023 | Used water arising from the external and internal washing of tankers, lorries and other vehicles. | LPW (Europe) Limited | 5 Navigation Court, Calder Park | Wakefield | West Yorkshire |  |  | WF2 7BJ | the inspection chamber situated on the left hand side of the site exit gateway | London Road, Purfleet via private pumping station | TQ5465479926 | TQ5466079926 | [54 empty] | 5000 | mg/l | [16 empty] | 2 | mg/l | [36 empty] | 3 | l/s | [10 empty] | 1 | mg/l | [24 empty] | 250 | mg/l | [10 empty] | 10 | pH | 6 | pH | [18 empty] | 2000 | mg/l | [8 empty] | 1000 | mg/l | [6 empty] | 43 | °C | [8 empty] | 40 | m³/d | [14 empty] | 5 | mg/l
TILBURY STW | S01TILSCANKA1 | Consent | Live | No | TECO-0166-2023 | Scania (Great Britain) Limited | Ensign Estate | Botany Way | Purfleet | Essex |  | RM19 1TB | 30/06/2023 | Used water, after passage via an interceptor, from the external washing of vehicles only. | Scania (Great Britain) Limited | Delaware Drive | Tongwell | Milton Keynes | Buckinghamshire |  | MK15 8HB | the sampling chamber in the yard, after the interceptor | manhole 5901 in the Scania yard | TQ5554978907 | TQ5554978907 | [54 empty] | 2500 | mg/l | [54 empty] | 0.5 | l/s | [48 empty] | 11 | pH | 6 | pH | [18 empty] | 1000 | mg/l | [16 empty] | 43 | °C | [8 empty] | 4 | m³/d
TILBURY STW | S01PURFTWPKA | Direction | Live | No | TEDI-0208-2023 | Purfleet Truck Wash | Tilbury Dock | Tilbury | Essex |  |  | RM18 7EH | 08/11/2023 | Used water, after passage via an interceptor, from the external washing of vehicles only. | EastGalaxy Limited T/A Purfleet Truck Wash | Purfleet Truck Wash | Hedley Avenue | Grays | Essex |  | RM20 4EL | the inspection hatch after the interceptors, prior to discharge to the public foul sewer | the land to the side of the mainline railway | TQ6267577015 | TQ6272477081 | [54 empty] | 2500 | mg/l | [54 empty] | 0.72 | l/s | [48 empty] | 11 | pH | 6 | pH | [18 empty] | 1000 | mg/l | [16 empty] | 43 | °C | [8 empty] | 23.4 | m³/d
TILBURY STW | S01PURFTWHKA1 | Consent | Live | No | TECO-0243-2023 | Purfleet Truck Wash | Hedley Avenue | Grays | Essex |  |  | RM20 4EL | 15/11/2023 | Used water, after passage via an interceptor, from the external washing of vehicles only. | Eastgalaxy Limited T/A Purfleet Truck Wash | Purfleet Truck Wash | Hedley Avenue | Grays | Essex |  | RM20 4EL | the outflow of the final interceptor | Gumley Road, via a private network | TQ5996677485 | TQ6003577750 | [54 empty] | 2500 | mg/l | [54 empty] | 0.8 | l/s | [48 empty] | 11 | pH | 6 | pH | [18 empty] | 1000 | mg/l | [16 empty] | 43 | °C | [8 empty] | 25 | m³/d
TILBURY STW | S01TILBENTKA2 | Consent | Live | No | TECO-0247-2023 | Enterprise Rent-A-Car | 436 London Road | Grays | Essex |  |  | RM20 4DB | 03/10/2023 | Used water, after passage via an interceptor, from the external washing of vehicles only. | Enterprise Rent-A-Car UK Limited | Enterprise House | Vicarage Road | Egham | Surrey |  | TW20 9FB | the outfall from the interceptor | London Road | TQ5951477841 | TQ5948977803 | [54 empty] | 2500 | mg/l | [54 empty] | 0.3 | l/s | [48 empty] | 11 | pH | 6 | pH | [18 empty] | 1000 | mg/l | [16 empty] | 43 | °C | [8 empty] | 2 | m³/d
TILBURY STW | S01ICSTONEKA1 | Direction | Live | Yes | TEDI-0053-2024 | Industrial Chemicals Limited | Stoneness Road | West Thurrock | Essex |  |  | RM20 3AG | 26/05/2024 | Contaminated rainwater from chemical storage bunds. | Industrial Chemicals Limited | Jupiter House, Warley Hill Business Park | The Drive | Brentwood | Essex |  | CM13 3BE | the tanker discharge point to the foul water sewer near to the main gate | a point on the land between the junction of Stoneness Road, Hedley Avenue and the railway | TQ5911077320 | TQ5911077320 | [54 empty] | 2000 | mg/l | [54 empty] | 15 | l/s |  |  |  |  | 50 | mg/l | [14 empty] | 2500 | ng/l | [26 empty] | 10 | pH | 6 | pH | [18 empty] | 1000 | mg/l | [16 empty] | 43 | °C | [8 empty] | 100 | m³/d | [14 empty] | 2.5 | mg/l
TILBURY STW | S01ICSTONEKA | Direction | Live | No | TEDI-0054-2024 | Industrial Chemicals Limited | Stoneness Road | West Thurrock | Grays | Essex |  | RM20 3AG | 26/05/2024 | Used water containing products from the raw materials used in the manufacturing of detergents. | Industrial Chemicals Limited | Jupiter House, Warley Hill Business Park | The Drive | Brentwood | Essex |  | CM13 3BE | the tanker discharge point to the foul water drain near to the main gate | the land between the junction of Stoneness Road, Hedley Avenue and the railway | TQ5911077320 | TQ5911077320 | [54 empty] | 30000 | mg/l | [54 empty] | 15 | l/s | [20 empty] | 1000 | ng/l | [26 empty] | 10 | pH | 6 | pH | [18 empty] | 1000 | mg/l | [16 empty] | 43 | °C | [8 empty] | 15 | m³/d | [14 empty] | 2 | mg/l
TILBURY STW | S01DAGSTELKA | Direction | Live | No | TEDI-0055-2024 | Industrial Chemicals Group Limited | Titan Works | Hogg Lane | Grays | Essex |  | RM17 5DU | 28/04/2024 | Used water from the dewatering of neutral aluminosilicate sludges. | Industrial Chemicals Group Limited | Jupiter House | Warley Hill Business Park | The Drive | Brentwood | Essex | CM13 3BE | the discharge from the trade effluent treatment plant | manhole reference number 4501, at Pym Place, Grays | TQ6127978618 | TQ6143378516 | [22 empty] | 100 | mg/l | [30 empty] | 2000 | mg/l |  |  |  |  | 2000 | mg/l | [48 empty] | 7 | l/s | [48 empty] | 10 | pH | 6 | pH | [18 empty] | 1000 | mg/l | [8 empty] | 1000 | mg/l | [6 empty] | 43 | °C | [8 empty] | 200 | m³/d | [14 empty] | 1 | mg/l
TILBURY STW | S01GOLDTILKA1 | Consent | Live | No | TECO-0296-2023 | Goldstar Transport Ltd | Fortress Distribution Park | Ford Road | Tilbury | Essex |  | RM18 7NH | 03/01/2024 | Used water, after passage via an interceptor, from the external washing of vehicles only. | Goldstar Transport Ltd | Parker Avenue | Felixstowe | Suffolk |  |  | IP11 4HF | a point after the interceptor and prior to discharging to the public foul sewer | Fort Road, via a private network | TQ6460975475 | TQ6458875543 | [54 empty] | 2500 | mg/l | [54 empty] | 0.5 | l/s | [48 empty] | 11 | pH | 6 | pH | [18 empty] | 1000 | mg/l | [16 empty] | 43 | °C | [8 empty] | 1 | m³/d
TILBURY STW | S01TILBHGVKA1 | Direction | Live | No | TEDI-0057-2024 | Titan Truck Park Limited | Stoneness Road | West Thurrock | Essex |  |  | RM20 3AG | 05/05/2024 | Used water, after passage via an interceptor, from the external jet washing of vehicles only. | Titan Truck Park Limited | Jupiter House | Warley Hill Business Park | The Drive | Brentwood | Essex | CM13 3BE | the main wash bay drain | a point between the junction of Stoneness Road and Hedley Avenue | TQ5872777022 | TQ5907177362 | [54 empty] | 2500 | mg/l | [54 empty] | 1 | l/s | [48 empty] | 11 | pH | 6 | pH | [18 empty] | 1000 | mg/l | [16 empty] | 43 | °C | [8 empty] | 15 | m³/d
TILBURY STW | S01ICSTONEKA3 | Consent | Live | No | TECO-0130-2024 | Industrial Chemicals Ltd | Stoneness Road | West Thurrock | Essex |  |  | RM20 3AG | 06/08/2024 | Used water from the dewatering of neutral aluminosilicate sludges. | Industrial Chemicals Ltd | Jupiter House, Warley Hill Business Park | The Drive, Warley | Brentwood, Essex |  |  | CM13 3BE | the tanker discharge point to the foul sewer near to the main gate | Manor Road, Grays | TQ5908577352 | TQ5905077583 | [22 empty] | 100 | mg/l | [30 empty] | 2000 | mg/l |  |  |  |  | 2000 | mg/l | [48 empty] | 15 | l/s | [48 empty] | 10 | pH | 6 | pH | [18 empty] | 1000 | mg/l | [8 empty] | 1000 | mg/l | [6 empty] | 43 | °C | [8 empty] | 100 | m³/d | [14 empty] | 1 | mg/l
TILBURY STW | S01PFAHERNKA1 | Consent | Live | No | TECO-0098-2024 | P F Ahern (London) Ltd | Oliver Close | West Thurrock | Essex |  |  | RM20 3EE | 18/06/2024 | Used water arising from potential contaminated run off from domestic waste storage areas and vehicle washing, after passage through an interceptor. | P F Ahern (London) Ltd | 106 Charter Avenue | Ilford | Essex |  |  | IG2 7AD | the inspection chamber after the interceptor | Oliver Close | TQ5761577022 | TQ5760677083 | [54 empty] | 2000 | mg/l | [54 empty] | 1 | l/s | [36 empty] | 250 | mg/l | [10 empty] | 10 | pH | 6 | pH | [18 empty] | 1000 | mg/l | [8 empty] | 1000 | mg/l | [6 empty] | 43 | °C | [8 empty] | 1 | m³/d
TILBURY STW | S01TILGLASKA1 | Consent | Live | No | TECO-0074-2024 | Glassolutions | Unit D & E Neptune Business Park | Dolphin Way | West Thurrock | Essex |  | RM19 1NZ | 20/05/2024 | Used water arising from the cleaning of glass processing machinery and equipment. | Saint-Gobain Glass UK Limited T/A Glassolutions | Saint-Gobain House East Leake | Loughborough | Leicestershire |  |  | LE12 6JU | the manhole at the back of the factory | Dolphin Way | TQ5737478427 | TQ5724778375 | [54 empty] | 2000 | mg/l | [16 empty] | 3 | mg/l | [36 empty] | 0.3 | l/s | [48 empty] | 10 | pH | 6 | pH | [18 empty] | 1000 | mg/l | [16 empty] | 43 | °C | [8 empty] | 1 | m³/d
TILBURY STW | S01TILGAPBKA1 | Direction | Live | No | TEDI-0090-2024 | GAP Group Limited | Jura House | Dock Lane | Tilbury | Essex |  | RM18 7EQ | 15/07/2024 | Used water arising from screened and filtered treated liquid human waste mixed with grey used waters. | GAP Group Limited | GAP Group Blenheim Place | Dunston Industrial Estate | Gateshead | Tyne And Wear |  | NE11 9HF | a point following screening and treatment | manhole 2701 | TQ6321076782 | TQ6322876745 | [24 empty] | 800 | mg/l | [28 empty] | 5000 | mg/l | [16 empty] | 3 | mg/l | [36 empty] | 4 | l/s | [36 empty] | 250 | mg/l | [10 empty] | 10 | pH | 6 | pH | [18 empty] | 5000 | mg/l | [16 empty] | 43 | °C | [8 empty] | 60 | m³/d | [14 empty] | 5 | mg/l
TILBURY STW | S01TILBARNKA1 | Consent | Live | Yes | TECO-0192-2024 | Barneys Horseradish Co Ltd | Unit 18, Thurrock Commercial Park | Purfleet Industrial Park | South Ockendon, Essex |  |  | RM15 4YA | 22/10/2024 | Used waters arising from the washing and peeling of fresh horseradish roots. | Barneys Horseradish Co Ltd | Unit 18, Thurrock Commercial Park | Purfleet Industrial Park | South Ockendon, Essex |  |  | RM15 4YA | the manhole in the yard | Thurrock Commercial Park access road | TQ5476380091 | TQ5475380088 | [48 empty] | 0.1 | mg/l |  |  |  |  | 8000 | mg/l | [54 empty] | 0.1 | l/s |  |  |  |  | 44 | mg/l | [42 empty] | 10 | pH | 6 | pH | [18 empty] | 5000 | mg/l |  |  |  |  | 1000 | mg/l | [10 empty] | 43 | °C | [8 empty] | 0.5 | m³/d | [14 empty] | 5 | mg/l
TILBURY STW | S01MOZZAREKA1 | Direction | Live | No | TEDI-0137-2024 | Sole E Latte | Unit 21, Thurrock Trade Park | Oliver Road, Grays | Essex |  |  | RM20 3AL | 18/11/2024 | Used water arising from the Mozzarella production process from curd and associated cleaning processes. | Sunny Ventures Limited T/A Sole E Latte | Unit 21, Thurrock Trade Park | Oliver Road, Grays | Essex |  |  | RM20 3AL | the foul manhole situated adjacent to the premises | Oliver Road, West Thurrock | TQ5802677416 | TQ5822477287 | [54 empty] | 8000 | mg/l | [54 empty] | 1 | l/s | [36 empty] | 250 | mg/l | [10 empty] | 10 | pH | 6 | pH | [18 empty] | 1500 | mg/l | [16 empty] | 43 | °C | [8 empty] | 4 | m³/d
TILBURY STW | S01SEALMFLKA1 | Consent | Live | No | TECO-0286-2024 | Motor Fuel Limited | Seally Road | Grays | Essex |  |  | RM17 5XS | 24/12/2024 | Used water, after passage via an interceptor, from the external washing of vehicles only. | Motor Fuel Limited | 10 Bricket Road | St Albans | Hertfordshire |  |  | AL1 3JX | the manhole east of car wash | Seally Road, Grays | TQ6110978029 | TQ6112978023 | [54 empty] | 2500 | mg/l | [54 empty] | 1 | l/s | [48 empty] | 11 | pH | 6 | pH | [18 empty] | 1000 | mg/l | [16 empty] | 43 | °C | [8 empty] | 5 | m³/d
TILBURY STW | S01PWLEEMNKA | Direction | Live | No | TEDI-0171-2024 | Benfleet Scrap Company Limited | Unit 35, Globe Industrial Estate | Grays | Essex |  |  | RM17 6ST | 22/01/2025 | Used waters arising from contaminated yard drainage. | Benfleet Scrap Company Limited | Second Floor South, The Fitted Rigging House | Anchor Wharf, The Historic Dockyard | Chatham, Kent |  |  | ME4 4TZ | the last stage of the interceptor | Cement Block Cottages | TQ6243377911 | TQ6240777878 | [54 empty] | 3500 | mg/l | [16 empty] | 3 | mg/l | [36 empty] | 0.6 | l/s |  |  |  |  | 44 | mg/l | [30 empty] | 250 | mg/l | [10 empty] | 10 | pH | 6 | pH | [18 empty] | 1000 | mg/l | [16 empty] | 43 | °C | [8 empty] | 10.5 | m³/d
TILBURY STW | S01TILBMARKA1 | Consent | Live | No | TECO-0123-2025 | Maritime Transport Ltd | Haulier Park, Windrush Road | Tilbury, Essex |  |  |  | RM18 7AN | 28/07/2025 | Used water, after passage via an interceptor, from the external washing of vehicles only. | Maritime Transport Ltd | Maritime House, Clickett Hill Road | Felixstowe, Suffolk |  |  |  | IP11 4AX | the last stage of the interceptor from the vehicle wash | Asda roundabout, off the A1089 | TQ6352477118 | TQ6325077021 | [54 empty] | 2500 | mg/l | [54 empty] | 0.3 | l/s | [48 empty] | 11 | pH | 6 | pH | [18 empty] | 1000 | mg/l | [16 empty] | 43 | °C | [8 empty] | 3.5 | m³/d
TILBURY STW | S01TILAGREKA1 | Direction | Live | No | TEDI-0113-2025 | Holcim UK Limited | Berth 40 | Port of Tilbury | Essex |  |  | RM18 7EH | 23/09/2025 | Used water arising from potentially contaminated run-off from the fuel and Adblue storage bund. | Holcim UK Limited | Bardon Hill | Bardon Road | Coalville | Leicestershire |  | LE67 1TL | the forecourt separator next to the fuel bund | the Port of Tilbury access road, Essex | TQ6309476225 | TQ6315676247 | [24 empty] | 250 | mg/l | [28 empty] | 2000 | mg/l | [54 empty] | 1.7 | l/s | [36 empty] | 250 | mg/l | [10 empty] | 10 | pH | 6 | pH | [18 empty] | 1000 | mg/l | [16 empty] | 43 | °C | [8 empty] | 1 | m³/d
TILBURY STW | S01WWHITESKA | Direction | Live | No | TEDI-0096-2025 | William White Meats Ltd | 32-36 Thurrock Commercial Centre | Purfleet Industrial Park, Juliette Way | South Ockendon, Essex |  |  | RM15 4YA | 11/09/2025 | Used water, following passage via a fat trap, arising from the cleansing of equipment and food preparation areas involved in the production of meat products. | William White Meats Ltd | 17 Bourne Court, Southend Road | Woodford Green, Essex |  |  |  | IG8 8HD | a point beneath the removable grid to the front of the building after the silt trap and fat trap | the front of the building | TQ5477579883 | TQ5476779884 | [54 empty] | 2000 | mg/l | [54 empty] | 0.35 | l/s | [36 empty] | 250 | mg/l | [10 empty] | 10 | pH | 6 | pH | [18 empty] | 1000 | mg/l | [16 empty] | 43 | °C | [8 empty] | 5 | m³/d
TILBURY STW | S01SAGATILKA1 | Consent | Live | No | TECO-0148-2025 | SAGA Truck and Van Ltd | Central Avenue, | West Thurrock | Tilbury, Essex |  |  | RM20 3WD | 16/09/2025 | Used water from the washing of commercial vehicles, including the pre MOT inspection of HGV's. | SAGA Truck and Van Ltd | Travellers Lane, | Welham Green | Hertfordshire |  |  | AL9 7HN | the interceptor within the wash bay | Central Avenue, Thurrock | TQ5794678512 | TQ5787978470 | [54 empty] | 1000 | mg/l | [54 empty] | 2 | l/s | [48 empty] | 10 | pH | 6 | pH | [18 empty] | 1000 | mg/l | [16 empty] | 43 | °C | [8 empty] | 5 | m³/d | [14 empty] | 5 | mg/l
TILBURY STW | S01TILBEMRKA1 | Consent | Live | Yes | TECO-0255-2025 | European Metal Recycling Ltd | 13-18 Berth | Tilbury Docks | Tilbury | Essex |  | RM18 7EH | 05/02/2026 | Contaminated surface water run-off from a scrap metal recycling yard. | European Metal Recycling Ltd | Sirius House | Delta Crescent | Westbrook | Warrington | Cheshire | WA5 7NS | the last chamber of the interceptor after site entrance | the Tilbury Docks access road | TQ6350476186 | TQ6349676203 | [48 empty] | 0.1 | mg/l |  |  |  |  | 1000 | mg/l | [54 empty] | 1 | l/s |  |  |  |  | 25 | mg/l |  |  |  |  | 3 | mg/l | [36 empty] | 10 | pH | 6 | pH | [18 empty] | 1000 | mg/l | [16 empty] | 43 | °C | [8 empty] | 35.5 | m³/d | [14 empty] | 5 | mg/l
TILBURY STW | S01TILIMERKA1 | Consent | Live | No | TECO-0222-2025 | Imerys Aluminates Limited | Dolphin Way | Purfleet | Essex |  |  | RM19 1NZ | 19/12/2025 | Used water, after passage via an interceptor, from the intermittent external washing of fork lift trucks, and air compressor condensate. | Imerys Aluminates Limited | Dolphin Way | Purfleet | Essex |  |  | RM19 1NZ | the sink to the rear of the reception building | Off London Road, Purfleet | TQ5738678264 | TQ5743977765 | [54 empty] | 2500 | mg/l | [54 empty] | 0.5 | l/s | [48 empty] | 11 | pH | 6 | pH | [18 empty] | 1000 | mg/l | [16 empty] | 43 | °C | [8 empty] | 1 | m³/d
TILBURY STW | S01TEM0246KA1 | Consent | Live | No | TECO-0014-2026 | Imerys Aluminates Limited | Dolphin Way | Purfleet | Essex |  |  | RM19 1NZ | 30/01/2026 | Settled used water from the external cleaning of cement silos before repair, only to be discharged during the period from 30 Jan 2026 to 30 July 2026 inclusive. | Imerys Aluminates Limited | Dolphin Way | Purfleet | Essex |  |  | RM19 1NZ | the outflow tap of the IBC | London Road, Purfleet | TQ5739078070 | TQ5743977765 | [54 empty] | 2000 | mg/l | [54 empty] | 2 | l/s | [48 empty] | 12 | pH | 6 | pH | [18 empty] | 1000 | mg/l | [16 empty] | 43 | °C | [8 empty] | 2 | m³/d
TILBURY STW | S01COOPTILKA1 | Consent | Live | No | TECO-0030-2026 | Co-operative Group Limited | Thurrock Depot | Oliver Road | West Thurrock | Essex |  | RM20 3EN | 25/02/2026 | Used water arising from (i) the external washing of vehicles from an automatic vehicle wash, (ii) the internal washing of vehicles, and (iii) cooling tower bleed down, passing via a silt trap and oil separator prior to discharge. | Co-operative Group Limited | 1 Angel Square | Manchester |  |  |  | M60 0AG | the manhole adjacent to the vehicle wash area | the junction between Manor Road and Headley Avenue | TQ5899177394 | TQ5904877555 | [54 empty] | 1000 | mg/l | [54 empty] | 1.5 | l/s | [48 empty] | 10 | pH | 6 | pH | [18 empty] | 1000 | mg/l | [16 empty] | 43 | °C | [8 empty] | 25 | m³/d | [14 empty] | 5 | mg/l
TIPTREE STW | S01MAYPOLEKA | Direction | Live | No | ADZ 429 | Petrol Service Station | Maypole Road | Tiptree | Essex |  |  | CO5 0EN | 01/11/2015 | Used water, after passage through an interceptor, from the external washing of vehicles. | RNS Consulting Services Limited | c/o Ashfords Partnership | 114-116 Goodmayes Road | Ilford, Essex |  |  | IG3 9UZ | at the manhole after the interceptor | at Maypole Road, Tiptree, Essex. | TL8935016790 | TL8932016800 | [54 empty] | 2500 | mg/l | [54 empty] | 0.3 | l/s | [48 empty] | 11 | pH | 6 | pH | [18 empty] | 1000 | mg/l | [16 empty] | 45 | °C | [8 empty] | 8 | m³/d
TIPTREE STW | S01COOPTIPKA | Direction | Live | No | ADZ 458 | Dairy Crest Limited | Tiptree Tower Business Park | Kelvedon Road | Tiptree |  |  | CO5 0LX | 01/01/2016 | Used water arising from the washing of vehicles and general washing down. | Dairy Crest Limited | Claygate House | Littleworth Road | Esher | Surrey |  | KT10 9PN | at a point after passing through the interceptor, prior to entry to the public foul sewer | at Kelvedon Road, Tiptree. | TL8836017030 | TL8836017030 | [54 empty] | 2500 | mg/l | [54 empty] | 2 | l/s | [48 empty] | 11 | pH | 6 | pH | [18 empty] | 1000 | mg/l | [16 empty] | 45 | °C | [8 empty] | 3 | m³/d
TOWCESTER STW | S01TOWPORSKA | Consent | Live | No | ACX 179 | Porsche Centre Silverstone | Old Tiffield Road | Towcester | Northamptonshire |  |  | NN12 6PF | 28/01/2013 | Wastewaters arising from the external washing of vehicles | Sytner Cars Limited | 2 Penman Way | Grove Park | Leicester | Leicestershire |  | LE19 1ST | at a suitable point prior to discharging to the public foul sewer | at Old Tiffield Road, Towcester | SP6892049600 | SP6892049550 | [54 empty] | 2500 | mg/l | [54 empty] | 0.5 | m³/hr | [36 empty] | 250 | mg/l | [10 empty] | 11 | pH | 6 | pH | [18 empty] | 1000 | mg/l | [8 empty] | 1000 | mg/l | [6 empty] | 45 | °C | [8 empty] | 1 | m³/d
TOWCESTER STW | S01PAULERSKA | Direction | Live | No | ADT 166 | The Garage | Watling Street | Nr Paulerspury | Nr Towcester | Northamptonshire |  | NN12 7LQ | 01/11/2008 | Wastewater, after passage via an interceptor, from the external washing of vehicles only. | The Occupier | The Garage | Watling Street | Nr Paulerspury | Nr Towcester | Northamptonshire | NN12 7LQ | at the end chamber of the interceptor | at Watling Street, Paulerspury | SP7271045670 | SP7267045740 | [54 empty] | 2000 | mg/l | [54 empty] | 1 | m³/hr | [36 empty] | 250 | mg/l | [10 empty] | 11 | pH | 6 | pH | [18 empty] | 1000 | mg/l | [8 empty] | 1000 | mg/l | [6 empty] | 45 | °C | [8 empty] | 2.3 | m³/d
TOWCESTER STW | S01WAYSIDEKA | Direction | Live | No | ADT 243 | Silverstone Harley Davidson | 170 Watling Street East | Towcester | Northamptonshire |  |  | NN12 7DB | 01/12/2008 | Wastewaters arising from the external cleaning of vehicles after passage through a suitably sized and maintained 3 stage interceptor | Hastang Limited | Brunswick House | Birmingham Road | Redditch | Worcestershire |  | NN12 7DB | at a point prior to discharging to the public foul sewer | Watling Street East, Towcester | SP6915048950 | SP6914048970 | [54 empty] | 2000 | mg/l | [54 empty] | 1 | m³/hr | [36 empty] | 250 | mg/l | [10 empty] | 11 | pH | 6 | pH | [18 empty] | 1000 | mg/l | [8 empty] | 1000 | mg/l | [6 empty] | 45 | °C | [8 empty] | 3 | m³/d
TOWCESTER STW | S01TOWCESPKA | Direction | Live | No | ADV 374 | Towcester Centre For Leisure | Springfield | Towcester | Northamptonshire |  |  | NN12 6UW | 01/04/2011 | Wastewater from the backwashing of swimming pool filters, & the periodic emptying of swimming pool contents. | Serco Limited | Serco House | 16 Bartley Wood Business Park | Bartley Way, Hook | Hampshire |  | RG27 9UY | at a point prior to discharge to the public foul sewer | at Springfields, Towcester | SP6900048000 | SP6854048020 | [54 empty] | 1000 | mg/l | [10 empty] | 5 | mg/l | [42 empty] | 2 | l/s | [36 empty] | 250 | mg/l | [10 empty] | 10 | pH | 6 | pH | [18 empty] | 500 | mg/l | [8 empty] | 1000 | mg/l | [6 empty] | 45 | °C | [8 empty] | 15 | m³/d
TOWCESTER STW | S013150106KA1 | Direction | Live | No | ADV 340 | BP Connect | A43 Towcester By-Pass | Towcester | Northamptonshire |  |  | NN12 8UA | 01/03/2011 | Wastewater from the external washing of vehicles only. | BP Express Shopping Limited | Chertsey Road | Sunbury on Thames | Middlesex |  |  | MK9 1ES | at a point prior to discharge to the public foul sewer. | at Brackley Road, Towcester | SP6866094960 | SP6837048410 | [54 empty] | 2500 | mg/l | [54 empty] | 3 | m³/hr | [36 empty] | 250 | mg/l | [10 empty] | 11 | pH | 6 | pH | [18 empty] | 1000 | mg/l | [8 empty] | 1000 | mg/l | [6 empty] | 45 | °C | [8 empty] | 10 | m³/d
TOWCESTER STW | S01TOWTESCKA | Consent | Live | No | ACZ 335 | Tesco Hand Car Wash | Tesco Store - Towcester | Old Tiffield Road | Towcester |  |  | NN12 6PF | 24/07/2015 | Used waters from the external washing of vehicles only. | Kastriot Tashi - T/A Tesco Hand Car Wash | 13 Clear Street | Northampton |  |  |  | NN1 3JE | at a point prior to discharge to the public foul sewer | at Old Tiffield Road | SP6894849415 | SP6899549469 | [54 empty] | 2500 | mg/l | [54 empty] | 1 | l/s | [48 empty] | 11 | pH | 6 | pH | [18 empty] | 1000 | mg/l | [16 empty] | 45 | °C | [8 empty] | 5 | m³/d
TOWCESTER STW | S01TOTALWSKA | Consent | Live | No | ACQ 06 | Petrol Service Station | A5 Watling Street | Towcester | Northamptonshire |  |  | NN12 7DD | 20/04/2005 | Wastewater from vehicle washing. | The Occupier | Petrol Service Station | A5 Watling Street | Towcester | Northamptonshire |  | NN12 7DD | at NGR SP68754944 | at Watling Street (at NGR SP69044905) | SP7932066360 | SP7932066360 | [54 empty] | 2000 | mg/l | [54 empty] | 2 | l/s | [36 empty] | 300 | mg/l | [10 empty] | 10 | pH | 6 | pH | [18 empty] | 500 | mg/l | [8 empty] | 1000 | mg/l | [6 empty] | 45 | °C | [8 empty] | 7 | m³/d
TOWCESTER STW | S01RADSTONKA | Direction | Live | No | TEDI-0161-2022 | Abaco Systems Ltd | Tove Valley Business Park | Old Tiffield Road | Towcester | Northamponshire |  | NN12 6PF | 28/09/2022 | Used waters from reverse osmosis process, compressor condensate and blowdown from a humidification system. | Abaco Systems Limited | 2 New Star Road | Leicester | Leicestershire |  |  | LE4 9JD | a suitable point prior to discharge to the public foul sewer | Old Tiffield Road, Towcester, MH 0600 | SP6913349620 | SP6901049545 | [54 empty] | 2000 | mg/l | [54 empty] | 1 | l/s | [48 empty] | 10 | pH | 6 | pH | [18 empty] | 1000 | mg/l | [16 empty] | 43 | °C | [8 empty] | 1 | m³/d
TOWCESTER STW | S01RADSTONKA2 | Direction | Live | No | TEDI-0162-2022 | Abaco Systems Ltd | Tove Valley Business Park | Old Tiffield Road | Towcester | Northamptonshire |  | NN12 6PF | 27/09/2022 | Used waters arising from the washing of components in 3D photocopier. | Abaco Systems Limited | 2 New Star Road | Leicester | Leicestershire |  |  | LE4 9JD | a suitable point on the premises, prior to discharge to the public foul sewer | Old Tiffield Road, Towcester, MH 0600 | SP6910049570 | SP6901046540 | [54 empty] | 20000 | mg/l | [54 empty] | 1 | l/s | [48 empty] | 10 | pH | 6 | pH | [18 empty] | 1500 | mg/l | [16 empty] | 43 | °C | [8 empty] | 0.5 | m³/d
TOWCESTER STW | S01RASSTONKA3 | Direction | Live | No | TEDI-0163-2022 | Abaco Systems Ltd | Tove Valley Business Park | Old Tiffield Road | Towcester | Northamptonshire |  | NN12 6PF | 28/09/2022 | Used waters arising from the washing of printed circuit boards. | Abaco Systems Limited | 2 New Star Road | Leicester | Leicestershire |  |  | LE4 9LD | the discharge pipe, from the printed circuit board machinery | Old Tiffield Road, Towcester, MH 0600 | SP6910334962 | SP6901049540 | [54 empty] | 20000 | mg/l | [54 empty] | 0.05 | l/s | [10 empty] | 3 | mg/l | [36 empty] | 10 | pH | 6 | pH | [18 empty] | 1000 | mg/l | [16 empty] | 43 | °C | [8 empty] | 5 | m³/d
TOWCESTER STW | S01TOWKIERKA1 | Direction | Live | No | TEDI-0209-2023 | Kier Transportation Limited | Towcester Highways Maintenance Depot | Old Greens Norton Road | Towcester | Northamptonshire |  | NN12 8AX | 29/12/2023 | Used water, after passage via an interceptor, from the external washing of vehicles and gritters only. | Kier Transportation Limited | 2nd Floor Optimum House | Clippers Quay | Salford | Manchester, England |  | M50 3XP | a point prior to discharge to the public foul sewer | Watling Street, Towcester, MH 9101 | SP6872949305 | SP6893849177 | [54 empty] | 2500 | mg/l | [54 empty] | 0.5 | l/s | [48 empty] | 11 | pH | 6 | pH | [18 empty] | 1000 | mg/l | [16 empty] | 43 | °C | [8 empty] | 4 | m³/d
TOWCESTER STW | S01GENUSBRKA | Direction | Live | No | TEDI-0044-2024 | Genus Breeding Limited | 4 Brackley Road | Towcester | Northamptonshire |  |  | NN12 6DJ | 19/04/2024 | Used waters, after pH correction, arising from the rinsing of shipper flasks used in the storage of biological samples. | Genus Breeding Limited | Matrix House | Basing View | Basingstoke | Hampshire |  | RG21 4DZ | the discharge pipe in the washroom area, prior to discharge to public foul sewer | Brackley Road, Towcester, MH 1806 | SP6914148785 | SP6915348798 | [54 empty] | 2000 | mg/l | [54 empty] | 1 | l/s | [48 empty] | 10 | pH | 6 | pH | [18 empty] | 1000 | mg/l | [8 empty] | 1000 | mg/l | [6 empty] | 43 | °C | [8 empty] | 0.05 | m³/d
TOWCESTER STW | S01TOWSYTNKA1 | Consent | Live | No | TECO-0116-2025 | Silverstone Porsche Cosmetic | Axess | Old Tiffield Road | Towcester, Northamptonshire |  |  | NN12 6FP | 20/06/2025 | Used water, after passage via an interceptor, from the external washing of vehicles only. | Sytner Cars Limited | 2 Penman Way | Grove Park, Leicester | Leicestershire |  |  | LE19 1ST | the vehicle wash bay, prior to discharge to the public foul sewer | Old Tiffield Road, Towcester | SP6915049736 | SP6904649617 | [54 empty] | 2500 | mg/l | [54 empty] | 0.3 | l/s | [48 empty] | 11 | pH | 6 | pH | [18 empty] | 1000 | mg/l | [16 empty] | 43 | °C | [8 empty] | 1 | m³/d
TOWCESTER STW | S01BREWMILKA1 | Consent | Live | No | TECO-0224-2025 | Towcester Mill Brewery Limited | Towcester Mill Brewery | Moat Lane, Towcester | Northamptonshire |  |  | NN12 6AD | 19/12/2025 | Used water from the washing and sterilising of brewing equipment used in micro-brewery. | Towcester Mill Brewery Limited | Henge Barn Pury Hill Business Park | Alderton Road | Towcester, Northamptonshire |  |  | NN12 7LS | within the microbrewery, prior to discharge to the public foul sewer | Chantry Lane, Towcester, MH 4701 | SP6943448801 | SP6944748770 | [54 empty] | 10000 | mg/l | [54 empty] | 1 | l/s | [48 empty] | 10 | pH | 6 | pH | [18 empty] | 1500 | mg/l | [16 empty] | 43 | °C | [8 empty] | 0.5 | m³/d
UPMINSTER STW | S01AUPLIFTKA | Consent | Live | No | ACY 135 | AFI - Uplift Ltd | Unit 21 Childerditch Industrial Park | Brentwood | Essex |  |  | CM13 3HD | 23/12/2013 | Used water arising from wash down of plant machinery | AFI - Uplift Limited | 2nd Floor, West Wing | Diamond House, Diamond Business Park | Thorness Moor Road | Wakefield, West Yorkshire |  | WF2 8PT | at outfall of interceptor, prior to entry to the public foul sewer | at a point crossing Childerditch Hall Drive, Brentwood | TQ6070989525 | TQ6093289229 | [54 empty] | 2500 | mg/l | [54 empty] | 1 | l/s | [36 empty] | 250 | mg/l | [10 empty] | 11 | pH | 6 | pH | [18 empty] | 1000 | mg/l | [8 empty] | 1000 | mg/l | [6 empty] | 45 | °C | [8 empty] | 2 | m³/d
UPMINSTER STW | S01SMARTINKA | Consent | Live | No | ACY 33 | St Martin's School Brentwood | Hanging Hill Lane | Hutton | Brentwood | Essex |  | CM13 2HG | 21/05/2013 | Wastewater arising from the filter backwashing process & periodic drain-down of swimming pool contents. | St Martin's School Brentwood | Hanging Hill Lane | Hutton | Brentwood | Essex |  | CM13 2HG | at a point beside the plant room, prior to discharge to the public foul sewer | at Hanging Hill Lane, Brentwood | TQ6243094130 | TQ6228094090 | [54 empty] | 1000 | mg/l | [10 empty] | 5 | mg/l | [42 empty] | 5 | l/s | [36 empty] | 250 | mg/l | [10 empty] | 10 | pH | 6 | pH | [18 empty] | 1000 | mg/l | [8 empty] | 1000 | mg/l | [6 empty] | 45 | °C | [8 empty] | 5 | m³/d
UPMINSTER STW | S01GURNWARKA | Direction | Live | No | ADX 176 | Ringway Jacobs Ltd | Unit 36 | Hall Drive | Childerditch Industrial Estate | Little Warley, Essex |  | CM13 3HD | 01/11/2012 | Wastewater, after passage through a grit separator, from the washing of highway maintenance vehicles. | Ringway Jacobs Limited | Albion House | Springfield Road | Horsham, West Sussex |  |  | RH12 2RW | at a point prior to discharge into the public foul sewer | to the east of Childerditch Industrial Estate (manhole No. 1300), Little Warley | TQ6087089530 | TQ6087089530 | [54 empty] | 2500 | mg/l | [54 empty] | 0.15 | l/s | [36 empty] | 250 | mg/l | [10 empty] | 11 | pH | 6 | pH | [18 empty] | 1000 | mg/l | [8 empty] | 1000 | mg/l | [6 empty] | 45 | °C | [8 empty] | 2.5 | m³/d
UPMINSTER STW | S01PGREENHKA | Direction | Live | No | ADZ 188 | Helphire Ltd | Unit 39 | Childerditch Industrial Park | Little Warley | Brentwood |  | CM13 3HD | 01/01/2015 | Used water from the cleaning and valeting of cars. | Helphire Limited | Pinesgate | Lower Bristol Road | Bath |  |  | BA2 3DP | at a point before entering the public foul sewer, after passing through a suitable maintained interceptor | at a point to the wast of Childerdirch Hall Drive, Brentwood. | TQ6096089730 | TQ6096089730 | [54 empty] | 2500 | mg/l | [54 empty] | 0.5 | l/s | [48 empty] | 11 | pH | 6 | pH | [18 empty] | 1000 | mg/l | [8 empty] | 1000 | mg/l | [6 empty] | 45 | °C | [8 empty] | 2 | m³/d
UPMINSTER STW | S01TURRELLKA | Direction | Live | No | ADY 90 | Avon Road Dry Cleaners | 147 Avon Road | Upminster | Essex |  |  | RM14 1RQ | 01/10/2013 | Used water from the laundering of domestic times only. | David G Turrell | Avon Road Dry Cleaners | 147 Avon Road | Upminster | Essex |  | RM14 1RQ | at a point of discharge, prior to entry to the public foul sewer | Avon Road, Upminster | TQ5729087960 | TQ5729087950 | [54 empty] | 2000 | mg/l | [54 empty] | 1 | m³/hr | [36 empty] | 100 | mg/l | [10 empty] | 11 | pH | 6 | pH | [18 empty] | 1000 | mg/l | [8 empty] | 1000 | mg/l | [6 empty] | 45 | °C | [8 empty] | 5 | m³/d
UPMINSTER STW | S01CLEARHRKA | Direction | Live | No | ADX 275 | Clearview Health & Racquet Club | Warley Hall Lane | Little Warley | Essex |  |  | CM13 3EN | 01/01/2013 | Wastewater from the backwashing of swimming pool filtration plant and the periodic emptying of swimming pool contents. | Virgin Active Limited | Active House | 21 North Fourth Street | Milton Keynes | Buckinghamshire |  | MK9 1HL | at a point of discharge to the public foul sewer | at Warley Hall Lane (South), Little Warley, Essex | TQ6057088710 | TQ6057088710 | [54 empty] | 1000 | mg/l | [10 empty] | 5 | mg/l | [42 empty] | 15 | l/s | [36 empty] | 250 | mg/l | [10 empty] | 10 | pH | 6 | pH | [18 empty] | 1000 | mg/l | [8 empty] | 1000 | mg/l | [6 empty] | 45 | °C | [8 empty] | 6.5 | m³/d
UPMINSTER STW | S01STMARYSKA | Direction | Live | No | ADU 75 | Shell UK Limited | 168 St Marys Lane | Upminster | Essex |  |  | RM14 3BS | 01/07/2009 | Wastewater from the external washing of vehicles only. | Shell UK Limited | Shell Centre | London |  |  |  | SE1 7NA | at the manhole after passing through an Interceptor | at Sunnyside Gardens, Upminster | TQ5615086530 | TQ5615086550 | [54 empty] | 2000 | mg/l | [54 empty] | 0.5 | m³/hr | [36 empty] | 250 | mg/l | [10 empty] | 11 | pH | 6 | pH | [18 empty] | 1000 | mg/l | [8 empty] | 1000 | mg/l | [6 empty] | 45 | °C | [8 empty] | 4 | m³/d
UPMINSTER STW | S01LRTRANSKA | Direction | Live | No | ADX 442 | London Underground Ltd | Upminster Depot | Front Lane | Cranham | Upminster, Essex |  | RM14 1XL | 01/03/2013 | Wastewaters arising from an automatic train carriage wash. | London Underground Limited | 55 Broadway | London |  |  |  | SW1H 0BD | at a point prior to discharge into the public foul sewer | at Front Lane, Cranham | TQ5720087080 | TQ5720087080 | [54 empty] | 2500 | mg/l | [54 empty] | 6 | m³/hr | [36 empty] | 250 | mg/l | [10 empty] | 11 | pH | 6 | pH | [18 empty] | 1000 | mg/l | [8 empty] | 1000 | mg/l | [6 empty] | 45 | °C | [8 empty] | 45 | m³/d
UPMINSTER STW | S01WINDSORKA1 | Consent | Live | No | ACZ 215 | Windsor Waste Management Ltd | 29 Childerditch Industrial Estate | Little Warley | Brentwood |  |  | CM13 3HD | 23/02/2015 | Used water arising from the external jet washing of plant and vehicles. | Windsor Waste Management Limited | C/O Price Bailey LLP | 7th Floor Dashwood House | 69 Old Broad Street | London |  | EC2M 1QS | at a point after the interceptor, prior to discharge to the public foul sewer | at East of Childerditch Industrial Estate (manhole No.1300) | TQ6076989565 | TQ6112289384 | [54 empty] | 2500 | mg/l | [54 empty] | 0.5 | l/s | [48 empty] | 11 | pH | 6 | pH | [18 empty] | 1000 | mg/l | [8 empty] | 1000 | mg/l | [6 empty] | 45 | °C | [8 empty] | 1 | m³/d
UPMINSTER STW | S01GBOWMERKA | Direction | Live | No | TEDI-0106-2021 | G J Bowmer (Waste Disposal) Limited | Fairview | Magpie Lane | Brentwood | Essex |  | CM13 3DT | 05/07/2021 | Contaminated rainwater run-off from waste sorting bays and wastewater from cleaning of associated plant and vehicles. | G J Bowmer (Waste Disposal) Limited | Swan House | 9 Queens Road | Brentwood | Essex |  | CM14 4HE | the point of discharge to the public foul sewer | a point on the public sewer in Magpie Lane, Brentwood | TQ5963490359 | TQ6041790525 | [54 empty] | 2500 | mg/l | [54 empty] | 9.12 | l/s | [48 empty] | 10 | pH | 6 | pH | [18 empty] | 1000 | mg/l | [8 empty] | 1000 | mg/l | [6 empty] | 43 | °C | [8 empty] | 12 | m³/d | [14 empty] | 5 | mg/l
UPMINSTER STW | S01RHMEATSKA | Direction | Live | No | TEDI-0003-2024 | Romford Halal Meats Limited | Folkes Lane | Upminster | Essex |  |  | RM14 1TH | 15/07/2024 | Treated used waters arising from the operation of an abattoir and the slaughtering of sheep and cattle. | Romford Halal Meats Limited | Matrix House | 12-16 Lionel Road | Canvey Island | Essex |  | SS8 9DE | the discharge point from the effluent tank within the site | Front Lane, Cranham discharged via a private sewer | TQ5810088600 | TQ5745388730 | [24 empty] | 500 | mg/l | [28 empty] | 4000 | mg/l | [54 empty] | 1.5 | l/s | [36 empty] | 250 | mg/l | [10 empty] | 10 | pH | 6 | pH | [8 empty] | 250 | mg/l | [8 empty] | 1000 | mg/l | [16 empty] | 43 | °C | [8 empty] | 30 | m³/d | [14 empty] | 5 | mg/l
UPPINGHAM STW | S01OAKHCWAKA | Consent | Live | No | ACW 167 | Car Wash Facility | Sidings Place | Unit 12 Station Road | Uppingham | Oakham | Rutland | LE15 9TX | 28/03/2012 | Wastewaters from the external washing of vehicles. | Mr Dominic R Willson | Dairy Cottage | Oakham Road | Preston | Oakham | Rutland | LE15 9NL | at the manhole after the interceptor | at Station Road | SP8712099410 | SP8712099420 | [54 empty] | 2500 | mg/l | [54 empty] | 1 | l/s | [36 empty] | 250 | mg/l | [10 empty] | 11 | pH | 6 | pH | [18 empty] | 1000 | mg/l | [8 empty] | 1000 | mg/l | [6 empty] | 45 | °C | [8 empty] | 5 | m³/d
UPPINGHAM STW | S01ARWILLSKA | Direction | Live | No | TEDI-0080-2020 | Arnold Wills & Company Limited | 10 Station Road | Uppingham | Oakham |  |  | LE15 9TZ | 16/02/2021 | Used water generated during the manufacture of leather products. | Arnold Wills & Company Limited | Assembly House | 34-38 Broadway | Maidenhead | Berkshire |  | SL6 1LU | point after settlement tanks | Station Road, Uppingham | SP8694099450 | SP8699099400 | [54 empty] | 2000 | mg/l | [54 empty] | 1 | l/s | [36 empty] | 250 | mg/l | [10 empty] | 10 | pH | 6 | pH | [18 empty] | 1500 | mg/l | [8 empty] | 1000 | mg/l | [6 empty] | 45 | °C | [8 empty] | 0.75 | m³/d
UPPINGHAM STW | S01UPPSCHPKA1 | Direction | Live | No | TEDI-0047-2025 | Uppingham School Sports Centre | Leicester Road | Uppingham | Rutland |  |  | LE15 9SB | 19/05/2025 | Used water from the filter backwashing process and periodic drain-down of swimming pool contents. | Uppingham School | 20-24 High Street West | Uppingham | Rutland |  |  | LE15 9QD | the swimming pool plant room | Stockerston Road | SP8606799749 | SP8613999654 | [54 empty] | 1000 | mg/l | [10 empty] | 5 | mg/l | [42 empty] | 3 | l/s | [48 empty] | 10 | pH | 6 | pH | [18 empty] | 1000 | mg/l | [16 empty] | 43 | °C | [8 empty] | 3 | m³/d
UTTONS DROVE STW | S01BELFRYHKA0 | Consent | Live | No | ACP 33 | The Cambridge Belfry Hotel | Back Lane | Cambourne | Cambridge |  |  | CB3 6BW | 24/05/2004 | Backwash from swimming pool | Marston Hotels Ltd | 1 Stephendale Road | Fulham | London |  |  | SW6 2LV | Not specified | Cambourne business park TPS, from a private sewer at Back Lane, Cambourne. | TL3199059860 | TL3199059860 | [54 empty] | 1000 | mg/l | [54 empty] | 2 | l/s | [36 empty] | 200 | mg/l | [10 empty] | 10 | pH | 6 | pH | [18 empty] | 500 | mg/l | [8 empty] | 1000 | mg/l | [6 empty] | 45 | °C | [8 empty] | 6 | m³/d
UTTONS DROVE STW | S0173SERVIKA | Consent | Live | No | ACR 279 | Cambridge Services | A14 | Boxworth | Cambridge |  |  | CB3 8WU | 10/04/2007 | Wastewater from a car wash. | Extra MSA Forecourts Limited | 1 Castle Hill | Lincoln |  |  |  | LN1 3AA | at the pumping station at the premises | at the manhole chamber downstream of the interceptor | TL3590065300 | TL3590065300 | [54 empty] | 2000 | mg/l | [54 empty] | 1 | l/s | [36 empty] | 250 | mg/l | [10 empty] | 11 | pH | 6 | pH | [18 empty] | 1000 | mg/l | [8 empty] | 1000 | mg/l | [6 empty] | 45 | °C | [8 empty] | 15 | m³/d
UTTONS DROVE STW | S0173WHEELKA | Consent | Live | No | ACS 54 | Wheelie Fresh Bins Limited | 39 Weavers Field | Girton | Cambridge |  |  | CB3 0XB | 03/08/2007 | Screened wastewaters from the cleaning of wheelie bins by a high pressure wash. | Wheelie Fresh Bins Limited | 39 Weavers Field | Girton | Cambridge |  |  | CB3 0XB | at the inspection chamber on the foul drain at 39 Weavers Field | at Weavers Field | TL4221060910 | TL4221060910 | [54 empty] | 2000 | mg/l | [54 empty] | 5 | l/s | [36 empty] | 100 | mg/l | [10 empty] | 11 | pH | 6 | pH | [18 empty] | 500 | mg/l | [8 empty] | 1000 | mg/l | [6 empty] | 45 | °C | [8 empty] | 0.15 | m³/d
UTTONS DROVE STW | S0173WHIPPKA | Consent | Live | No | ACV 181 | Whippet Coaches Limited | 2 Rowles Way | Buckingway Business Park | Swavesey | Cambridgeshire |  | CB24 4UG | 18/11/2010 | Wastewater from the external washing of vehicles only. | Whippet Coaches Limited | 2 Rowles Way | Buckingway Business Park | Swavesey | Cambridgeshire |  | CB24 4UG | at the inspection chamber after the interceptor, prior to discharge to the public foul sewer. | at Buckingway Business Park, Swavesey | TL3584065990 | TL3589066010 | [54 empty] | 2500 | mg/l | [54 empty] | 3 | m³/hr | [36 empty] | 250 | mg/l | [10 empty] | 11 | pH | 6 | pH | [18 empty] | 1000 | mg/l | [8 empty] | 1000 | mg/l | [6 empty] | 45 | °C | [8 empty] | 3 | m³/d
UTTONS DROVE STW | S0173AANDSKA | Consent | Live | No | ACX 85 | A & S Hand Car Wash Limited | Tesco Extra | 15 - 18 Viking Way | Bar Hill, Cambridge | Cambridgeshire |  | CB23 8EL | 18/09/2012 | Wastewaters arising from the operation of a hand car wash facility | A & S Hand Car Wash Limited | c/o Agron Rashica | Tesco Extra | 15 - 18 Viking Way, Bar Hill | Cambridge, Cambridgeshire |  | CB23 8EL | at the inlet to the A & S Hand Car Wash Ltd., wastewater pumping station | at Gladeside, Bar Hill, Cambridge | TL3801063640 | TL3801063650 | [54 empty] | 2500 | mg/l | [54 empty] | 1 | m³/hr | [36 empty] | 250 | mg/l | [10 empty] | 11 | pH | 6 | pH | [18 empty] | 1000 | mg/l | [8 empty] | 1000 | mg/l | [6 empty] | 45 | °C | [8 empty] | 1 | m³/d
UTTONS DROVE STW | S0173ARC KA2 | Direction | Live | No | TEDI-0212-2021 | Dept. of Physiology, Development & Neuroscience | The University Farm - Barcroft Centre | 307 Huntingdon Road, | Cambridge |  |  | CB3 0JX | 29/11/2021 | Used waters from washing animal pens, and rinse water from veterinary research laboratory work. | University of Cambridge | The Old Schools | Trinity Lane | Cambridge, Cambridgeshire |  |  | CB2 1TS | the pumping chamber in the stockyard, prior to discharging to the public foul sewer | Huntingdon Road, Cambridge | TL4200061160 | TL4193761136 | [24 empty] | 50 | mg/l | [28 empty] | 1000 | mg/l | [54 empty] | 2 | l/s | [48 empty] | 10 | pH | 6 | pH | [18 empty] | 600 | mg/l | [16 empty] | 43 | °C | [8 empty] | 5 | m³/d
UTTONS DROVE STW | S0173MARSHKA1 | Consent | Live | No | TECO-0221-2021 | Paint and Body Repair Swavesey | Rowles Way | Swavesey | Cambridge | Cambridgeshire |  | CB24 4UG | 08/12/2021 | Used water from a body shop performing wet valeting of vehicles. | Marshall Motor Group Limited | Airport House | The Airport | Cambridge |  |  | CB5 8RY | the manhole after the wash bay prior to the effluent being discharged to the public foul sewer | Rowles Way, Swavesey | TL3585165940 | TL3587965927 | [54 empty] | 2500 | mg/l | [54 empty] | 1 | l/s | [48 empty] | 11 | pH | 6 | pH | [18 empty] | 1000 | mg/l | [16 empty] | 43 | °C | [8 empty] | 1 | m³/d
UTTONS DROVE STW | S0173SENSEKA1 | Consent | Live | No | TECO-0090-2023 | Sense Biodetection Limited | Unit 100 Anderson Road | Buckingway Business Park | Swavesey | Cambridgeshire |  | CB24 4UQ | 27/04/2023 | Used water arising from the production of lyophilised pellets, lateral flow strips and buffers for inclusion in molecular test devices. | Sense Biodetection Limited | 29 & 30 The Quadrant | Abingdon Science Park | Abingdon |  |  | OX14 3YS | the dedicated lab drain manhole prior to the effluent being discharged to the public foul sewer | Anderson Road, Buckingway Business Park, Swavesey | TL3604065753 | TL3603565780 | [54 empty] | 2500 | mg/l | [54 empty] | 1 | l/s | [48 empty] | 10 | pH | 6 | pH | [18 empty] | 1000 | mg/l | [16 empty] | 43 | °C | [8 empty] | 5 | m³/d
UTTONS DROVE STW | S0173TSWANKA | Direction | Live | No | TEDI-0098-2023 | Aixtron Limited | Unit 6, Anderson Road | Buckingway Business Park | Swavesey | Cambridgeshire |  | CB24 4FQ | 05/09/2023 | Used water arising from the cleaning of welded stainless steel parts. | Aixtron Limited | Anderson Road | Buckingway Business Park | Swavesey | Cambridgeshire |  | CB24 4FQ | the stainless steel wash sink | Anderson Road, Buckingway Business Park, Swavesey | TL3600065800 | TL3596065840 | [54 empty] | 6050 | mg/l | [54 empty] | 0.14 | l/s | [32 empty] | 2.5 | mg/l | [14 empty] | 10 | pH | 6 | pH | [18 empty] | 500 | mg/l | [16 empty] | 43 | °C | [8 empty] | 0.75 | m³/d | [14 empty] | 2 | mg/l
UTTONS DROVE STW | S0173TECVAKA | Direction | Live | No | TEDI-0234-2023 | Wallwork Cambridge Limited | 5 Rowles Way | Buckingway Business Park | Swavesey | Cambridge | Cambridgeshire | CB24 4UG | 15/03/2024 | Used waters arising from stripping titanium nitride coatings, ultrasonic cleaning, reverse osmosis and water softening plants. | Wallwork Cambridge Limited | Lodge Bank Works | Lord Street | Bury | Lancashire |  | BL9 0RE | the inspection chamber at the rear of the factory building | Anderson Road, Buckingway Business Park, Swavesey | TL3589065900 | TL3589065910 | [54 empty] | 2000 | mg/l |  |  |  |  | 1000 | mg/l | [10 empty] | 2 | mg/l | [36 empty] | 0.55 | l/s | [48 empty] | 10 | pH | 6 | pH | [18 empty] | 600 | mg/l | [16 empty] | 43 | °C |  |  | 1 | mg/l |  |  |  |  | 18 | m³/d
UTTONS DROVE STW | S0173TECVAKA2 | Consent | Live | No | TECO-0299-2023 | Wallwork Cambridge Limited | 5 Rowles Way | Buckingway Business Park | Swavesey | Cambridge | Cambridgeshire | CB24 4UG | 16/01/2024 | Used water arising from cooling tower bleed off. | Wallwork Cambridge Limited | Lodge Banks Works | Lord Street | Bury | Lancashire |  | BL9 0RE | the inspection chamber at the rear of the factory building | Anderson Road, Buckingway Business Park, Swavesey | TL3589065900 | TL3589065910 | [54 empty] | 2000 | mg/l | [54 empty] | 0.55 | l/s | [48 empty] | 10 | pH | 6 | pH | [18 empty] | 1000 | mg/l | [16 empty] | 43 | °C | [8 empty] | 6 | m³/d
UTTONS DROVE STW | S0173MORRIKA1 | Consent | Live | No | TECO-0025-2024 | Morrisons Petrol Station | Broad Street | Great Cambourne | Cambridge |  |  | CB23 6EY | 12/03/2024 | Used water, after passage via an interceptor, from the external washing of vehicles only. | WM Morrison Supermarkets Limited | Hilmore House | Gain Lane | Bradford | West Yorkshire |  | BD3 7DL | a point after the interceptor prior to the effluent being discharged to the public foul sewer | Back Lane, Cambourne | TL3211159723 | TL3210459757 | [54 empty] | 2500 | mg/l | [54 empty] | 1 | l/s | [48 empty] | 11 | pH | 6 | pH | [18 empty] | 1000 | mg/l | [16 empty] | 43 | °C | [8 empty] | 2.5 | m³/d
UTTONS DROVE STW | S0173TESLAKA1 | Consent | Live | No | TECO-0018-2025 | Tesla Cambridge | Bridge House | Saxon Way | Bar Hill | Cambridgeshire |  | CB23 8AP | 12/03/2025 | Used water, after passage via an interceptor, from the external washing of vehicles only. | Tesla Motors Limited | 185 Ashton New Road | Manchester | United Kingdom |  |  | M11 3DX | a point after the interreceptor prior to the effluent being discharged to the public foul sewer | Saxon Way, Bar Hill | TL3775063976 | TL3772163867 | [54 empty] | 2500 | mg/l | [54 empty] | 0.21 | l/s | [48 empty] | 11 | pH | 6 | pH | [18 empty] | 1000 | mg/l | [16 empty] | 43 | °C | [8 empty] | 1 | m³/d
W BERGHOLT STW | S01WBERSTOKA | Direction | Live | No | TEDI-0155-2025 | Stourgarden Limited | Lodge Farm | Great Horkesley | Colchester | Essex |  | CO6 4AP | 03/04/2026 | Used water, after screening and settlement, from the washing of onions. | Stourgarden Limited | Lodge Farm | Great Horkesley | Colchester | Essex |  | CO6 4AP | a point after settlement, prior to discharge to the public foul sewer | Boxted Road | TL9821231302 | TL9811031167 | [54 empty] | 2500 | mg/l | [54 empty] | 1 | l/s | [48 empty] | 10 | pH | 6 | pH | [18 empty] | 1000 | mg/l | [16 empty] | 43 | °C | [8 empty] | 10 | m³/d
WAINFLEET STW | S015 KA | Direction | Live | No | TEDI-0016-2024 | George Bateman & Son Ltd | Salem Bridge Brewery | Mill Lane | Wainfleet, Lincolnshire |  |  | PE24 4JE | 20/05/2024 | Used waters arising from the brewing and bottling of beer and ancillary procedures. | George Bateman & Son Ltd | Salem Bridge Brewery | Mill Lane | Wainfleet, Lincolnshire |  |  | PE24 4JE | the manhole in the grassed area between the yard and the storage yard, prior to discharge into the public sewer | a point prior to MH 4601 Mill Lane, Wainfleet | TF4949458695 | TF4949558681 | [54 empty] | 3000 | mg/l | [54 empty] | 1.4 | l/s | [48 empty] | 10 | pH | 6 | pH | [18 empty] | 350 | mg/l | [16 empty] | 43 | °C | [8 empty] | 90 | m³/d
WALTON ON THE NAZE STW | S01LROOMFRKA | Direction | Live | No | ADW 203 | The Laundry Room | 26 Frinton Road | Kirby Cross | Essex |  |  | CO13 0LE | 01/02/2012 | Wastewaters arising from the laundering of domestic items only. | The Laundry Room (Kirby Cross) Limited | 26 Frinton Road | Kirby Cross | Essex |  |  | CO13 0LE | at a point after discharge from the launderette & before entry to the public foul sewer. | at Frinton Road, Kirby Cross | TM2225020800 | TM2038020850 | [54 empty] | 2000 | mg/l | [54 empty] | 2 | l/s | [36 empty] | 100 | mg/l | [10 empty] | 11 | pH | 6 | pH | [18 empty] | 1000 | mg/l | [8 empty] | 1000 | mg/l | [6 empty] | 45 | °C | [8 empty] | 8 | m³/d
WALTON ON THE NAZE STW | S01WALPOOLKA | Direction | Live | No | ADV 383 | The Swimming Pool | Prince's Esplanade | Walton-on-The-Naze | Essex |  |  | CO14 8PZ | 01/05/2011 | Wastewaters arising from the backwashing of swimming pool filters, and from the occasional draining of the pool. | Tendering District Council | Town Hall | PO Box 1 | Clacton - on - Sea | Essex |  | CO15 1SE | at a point from the backwash plant room, prior to discharge to the public foul sewer. | Standley Road, Walton-on-Naze | TM2565022180 | TM2563022110 | [54 empty] | 1000 | mg/l | [10 empty] | 5 | mg/l | [42 empty] | 10 | m³/hr | [36 empty] | 250 | mg/l | [10 empty] | 10 | pH | 6 | pH | [18 empty] | 1000 | mg/l | [8 empty] | 1000 | mg/l | [6 empty] | 45 | °C | [8 empty] | 10 | m³/d
WARMINGTON STW | S01WARMGARKA | Direction | Live | No | ADZ 717 | Country Service Station | Oundle Road | Warmington | Peterborough |  |  | PE8 6TZ | 01/10/2016 | Used water from the external washing of vehicles, after passing through an interceptor. | Malthurst Petroleum Limited | Vincent House | 4 Grove Lane | Epping | Essex |  | CM16 4LH | at a point downstream of the interceptor, prior to discharging to the public foul sewer | at a point on the A605 near Warmington WwTW | TL0690091050 | TL0690091050 | [54 empty] | 2500 | mg/l | [54 empty] | 1 | l/s | [48 empty] | 11 | pH | 6 | pH | [18 empty] | 1000 | mg/l | [16 empty] | 45 | °C | [8 empty] | 7 | m³/d
WATERBEACH STW | S01EDRAVENKA | Direction | Live | No | ADU 334 | Ede & Ravenscroft Limited | Unit A | Denny Industrial Centre | Waterbeach | Cambridge |  | CB5 9QD | 01/01/2010 | Wastewater comprising end of process blow down water from the steam generator and condensed steam. | Ede & Ravenscroft Limited | 93 Chancery Lane | London |  |  |  | WC2A 1DU | at the internal drain in the boiler room | at Pembroke Road, near manhole 9702 | TL4896065750 | TL4896065760 | [54 empty] | 400 | mg/l | [16 empty] | 3 | mg/l | [36 empty] | 0.005 | m³/hr | [36 empty] | 250 | mg/l | [10 empty] | 10 | pH | 6 | pH | [18 empty] | 600 | mg/l | [8 empty] | 6000 | mg/l | [6 empty] | 45 | °C | [8 empty] | 0.005 | m³/d | [14 empty] | 5 | mg/l
WATERBEACH STW | S01WBCHERPKA | Consent | Live | No | ACX 134 | Ede & Ravenscroft Photography Limited | Unit 51, Pembroke Avenue | Waterbeach | Cambridge | Cambridgeshire |  | CB25 9QP | 21/11/2012 | Wastewaters from photographic processing after silver recovery | Ede & Ravenscroft Photography Limited | 93 Chancery Lane | London |  |  |  | WC2A DU | at the inspection chamber outside the building after the processing area | at Pembroke Avenue, Waterbeach | TL4889065750 | TL4889065750 | [54 empty] | 25000 | mg/l | [54 empty] | 0.001 | l/s | [36 empty] | 100 | mg/l | [10 empty] | 10 | pH | 6 | pH | [14 empty] | 0.3 | mg/l |  |  | 500 | mg/l | [16 empty] | 45 | °C | [8 empty] | 0.06 | m³/d
WATERBEACH STW | S01WBCHMILKA | Direction | Live | No | TEDI-0241-2021 | The Milton Brewery Cambridge Limited | Pegasus House, Pembroke Avenue | Waterbeach | Cambridge |  |  | CB25 9PY | 13/03/2022 | Used water arising from the brewing of beers and ales. | The Milton Brewery Cambridge Limited | Pegasus House, Pembroke Avenue | Waterbeach | Cambridgeshire |  |  | CB25 9PY | the discharge from the interceptor, prior to discharge to the public foul sewer | the rear of the premises | TL4898765854 | TL4897365862 | [54 empty] | 15000 | mg/l | [54 empty] | 0.3 | l/s | [48 empty] | 10 | pH | 6 | pH | [8 empty] | 60 | mg/l | [8 empty] | 1500 | mg/l | [16 empty] | 43 | °C | [8 empty] | 2 | m³/d | [14 empty] | 2 | mg/l
WATERBEACH STW | S01WBCHSTEKA1 | Consent | Live | No | TECO-0234-2021 | Stemcell Technologies UK Ltd | Building 7100 Cambridge Research Park | Beach Drive, Waterbeach | Cambridgeshire |  |  | CB25 9TL | 02/12/2021 | Used water from laboratory biomedical research activities. | Stemcell Technologies UK Ltd | Building 7100 Cambridge Research Park | Beach Drive, Waterbeach | Cambridgeshire |  |  | CB25 9TL | the drain outside the front of the premises | the Landbeach - Cambridge Research Park pumping station | TL4823268147 | TL4831468147 | [54 empty] | 2000 | mg/l | [54 empty] | 0.3 | l/s | [48 empty] | 10 | pH | 6 | pH | [18 empty] | 1000 | mg/l | [16 empty] | 43 | °C | [8 empty] | 1 | m³/d
WATERBEACH STW | S01WBCHQB KA | Direction | Live | No | TEDI-0295-2022 | Biosynergy (Europe) Limited | 12 Pembroke Avenue | Denny Industrial Centre | Waterbeach, Cambridgeshire |  |  | CB25 9QR | 25/07/2023 | Used water arising from (i) the manufacture of basic pharmaceutical products, and (ii) Research & Development on natural sciences and engineering. | Biosynergy (Europe) Limited | 12 Pembroke Avenue | Denny Industrial Centre | Waterbeach, Cambridgeshire |  |  | CB25 9QR | the inspection chamber in the car parking area, prior to discharge to the public foul sewer | Denny End Road, Waterbeach | TL4898065760 | TL4898065750 | [54 empty] | 1000 | mg/l | [54 empty] | 0.3 | l/s | [48 empty] | 10 | pH | 6 | pH | [18 empty] | 250 | mg/l | [16 empty] | 43 | °C | [8 empty] | 2 | m³/d
WATERBEACH STW | S01WBCHPASKA1 | Direction | Live | No | TEDI-0074-2025 | Pastore Brewing and Blending Limited | Unit 2 Convent Drive | Waterbeach, Cambridge | Cambridgeshire |  |  | CB25 9QT | 16/07/2025 | Used waters, after passage through a solids trap, arising from the cleaning and sterilisation of equipment used during the process of brewing beers. | Pastore Brewing and Blending Limited | Unit 2 Convent Drive | Waterbeach, Cambridge | Cambridgeshire |  |  | CB25 9QT | the manhole inside the brewery, close to the entrance | a point behind Unit 2 Convent Drive, Waterbeach | TL4889865863 | TL4897365863 | [54 empty] | 8000 | mg/l | [54 empty] | 1.2 | l/s | [48 empty] | 10 | pH | 6 | pH | [18 empty] | 2500 | mg/l | [16 empty] | 43 | °C | [8 empty] | 4.15 | m³/d
WATTON STW | S01JEWWATTKA0 | Consent | Live | No | ACZ 140 | Jewson Ltd | Norwich Road Industrial Estate | Watton | Thetford |  |  | IP25 6DF | 11/02/2015 | Used waters, after passage via an interceptor, arising from the external washing of vehicles & plant hire equipment. | Jewson Limited | Saint-Gobain House | Binley Business Park | Coventry |  |  | CV3 2TT | at a point of discharge to the public foul sewer | at manhole 2504 in Linmore Crescent, Watton | TF9229700464 | TF9226500527 | [54 empty] | 2500 | mg/l | [54 empty] | 1.5 | l/s | [48 empty] | 11 | pH | 6 | pH | [18 empty] | 1000 | mg/l | [8 empty] | 1000 | mg/l | [6 empty] | 45 | °C | [8 empty] | 1 | m³/d
WATTON STW | S01PINKSCWKA0 | Consent | Live | No | ACU 117 | Pinks Hand Car Wash | New Green Business Park | Norwich Road | Watton, Thetford | Norfolk |  | IP25 6JU | 29/09/2009 | Wastewaters from hand car wash after passage through an interceptor | Mrs S Dawson, Mr W Dawson & Mrs A Dawson | St Andrews Barn | Church Road | Holme Hale | Thetford, Norfolk |  | IP25 7DR | at manhole in yard prior to discharging to the public foul sewer | at Rear of the Premises in Norwich Road, Watton | TF9367000840 | TF9367000860 | [54 empty] | 2000 | mg/l | [54 empty] | 0.02 | l/s | [36 empty] | 250 | mg/l | [10 empty] | 11 | pH | 6 | pH | [18 empty] | 1000 | mg/l | [8 empty] | 1000 | mg/l | [6 empty] | 45 | °C | [8 empty] | 0.5 | m³/d
WATTON STW | S01326WAYLKA | Direction | Live | No | ADU 362 | Wayland Garage | 45 Thetford Road | Watton | Norfolk |  |  | IP15 6PN | 01/01/2010 | Wastewater from the jet washing of vehicles only, after passage via a three stage interceptor. | Raymond Wicks, Sheila Wicks & Paul Wicks | T/A Wayland Garage | 45 Thetford Road | Watton | Norfolk |  | IP25 6PN | at a point after the 3 stage interceptor | at a point between manholes 8303 & 8201, Thetford Road, Watton | TF9180000300 | TF9183000290 | [54 empty] | 2000 | mg/l | [54 empty] | 1 | m³/hr | [36 empty] | 250 | mg/l | [10 empty] | 11 | pH | 6 | pH | [18 empty] | 1000 | mg/l | [8 empty] | 1000 | mg/l | [6 empty] | 45 | °C | [8 empty] | 6 | m³/d
WATTON STW | S01326BOWEKA | Direction | Live | No | TEDI-0159-2020 | Cranswick Country Foods (Norfolk) Limited | Brandon Road | Watton | Thetford | Norfolk |  | IP25 6LW | 27/12/2020 | Used water, after passage via a two-stage interceptor, from the external steam cleaning of lorries only. | Cranswick Country Foods (Norfolk) Limited | Crane Court | Hesslewood Office Park | Ferriby Road | Hessle | England | HU13 0PA | manhole 1602 adjacent to the lorry wash | a point via the sliding cover in front of the wash down area | TF9019000650 | TF9018000680 | [54 empty] | 2500 | mg/l | [54 empty] | 1 | l/s | [48 empty] | 10 | pH | 6 | pH | [18 empty] | 1000 | mg/l | [16 empty] | 43 | °C | [8 empty] | 7 | m³/d | [14 empty] | 5 | mg/l
WATTON STW | S01WATCRANKA0 | Consent | Live | No | TECO-0066-2022 | Cranswick Country Foods PLC | Abbatoir | Brandon Road | Watton | Thetford |  | IP25 6LW | 13/06/2022 | Used water from a water softening unit. | Cranswick Country Foods PLC | Crane Court, Hesslewood Office Park | Ferriby Road | Hessle |  |  | HU13 0PA | the drain down point on water softener unit | Brandon Road | TF9019700569 | TF9012700603 | [54 empty] | 2000 | mg/l |  |  |  |  | 500 | mg/l | [48 empty] | 0.3 | l/s | [48 empty] | 10 | pH | 6 | pH | [18 empty] | 1000 | mg/l | [16 empty] | 43 | °C | [8 empty] | 20 | m³/d
WATTON STW | S01APLANTWKA0 | Direction | Live | No | TEDI-0051-2023 | Sunbelt Rentals Limited | 5 Threxton Road | Watton | Norfolk |  |  | IP25 6NG | 04/06/2023 | Used water from washing of light transportation trailers and associated vehicles. | Sunbelt Rentals Limited | 100 Cheapside | London |  |  |  | EC2V 6DT | a point following the silt trap and separator | Threxton Road (manhole No. 0404) | TF9009000410 | TF9009100412 | [54 empty] | 2500 | mg/l | [54 empty] | 0.2 | l/s | [48 empty] | 11 | pH | 6 | pH | [18 empty] | 1000 | mg/l | [16 empty] | 43 | °C | [8 empty] | 1 | m³/d
WEEDON STW | S01LMPHARMKA1 | Consent | Live | No | TECO-0259-2023 | LM Manufacturing Limited | Sandritto Building | Cavalryhill Industrial Estate | Weedon | Northamptonshire |  | NN7 4PP | 09/01/2024 | Used waters arising from the (i) cleaning of process equipment, (ii) cleaning of the production area from the manufacture of pharmaceuticals and (iii) waste generated from the reverse osmosis process. | LM Manufacturing Limited | Sandritto Building | Cavalryhill Industrial Estate | Weedon | Northamptonshire |  | NN7 4PP | the private MH on the walkway, in the front yard area, prior to discharge to the public foul sewer | Calvaryhill, Weedon, MH 2802 | SP6228959810 | SP6228659821 | [54 empty] | 2500 | mg/l |  |  |  |  | 3500 | mg/l | [48 empty] | 1 | l/s | [48 empty] | 10 | pH | 6 | pH | [18 empty] | 1000 | mg/l | [16 empty] | 43 | °C | [8 empty] | 10 | m³/d
WELLS-FREEMAN STREET STW | S01HOWELLSKA0 | Direction | Live | No | TEDI-0189-2019 | Arthur Howell | 53 Staithe Street | Wells-next-the-Sea | Norfolk |  |  | NR23 1AN | 02/03/2020 | Used water comprising screened effluent (after passage through an interceptor) from abattoir, lairage washdown and from the cleansing of carcasses. | Arthur John Howell & Alexandra Smith | T/A Arthur J Howell & Son | 53 Staithe Street | Wells-next-the-Sea | Norfolk |  | NR23 1AN | the outlet of the interceptor, prior to entry into the public foul sewer | a point between manholes 6503 and 6608 in Newgate Lane, Wells-next-the-Sea | TF9165043622 | TF9164543622 | [54 empty] | 8000 | mg/l | [54 empty] | 0.5 | l/s | [36 empty] | 250 | mg/l | [10 empty] | 10 | pH | 6 | pH | [18 empty] | 1000 | mg/l | [16 empty] | 45 | °C | [8 empty] | 1 | m³/d | [14 empty] | 5 | mg/l
WELLS-FREEMAN STREET STW | S01WELLPOLKA0 | Consent | Live | No | TECO-0114-2022 | Norfolk Constabulary | Wells Police Station | Polka Road | Wells-Next-The-Sea | Norfolk |  | NR23 1ED | 28/07/2022 | Used water form the external washing of vehicles, after passage though a silt trap. | Norfolk Constabulary | Jubilee House | Falconers Chase | Wymondham | Norfolk |  | NR18 0WW | a point following the silt trap | Polka Road | TF9189343453 | TF9186343445 | [54 empty] | 2500 | mg/l | [54 empty] | 0.5 | l/s | [48 empty] | 11 | pH | 6 | pH | [18 empty] | 1000 | mg/l | [16 empty] | 43 | °C | [8 empty] | 0.2 | m³/d
WELLS-FREEMAN STREET STW | S01WHINHILKA0 | Direction | Live | No | TEDI-0187-2025 | Whin Hill (Norfolk) Cider Limited | The Cider Works | Stearmans Yard | Wells-next-the-Sea | Norfolk |  | NR23 1BW | 05/04/2026 | Used water arising from the production of cider & apple juice, together with the washing of equipment used in this process. | Whin Hill (Norfolk) Cider Limited | Summerhill House | Sculthorpe Road | Fakenham | Norfolk |  | NR21 9HA | the manhole in the yard inside the premises situated at the far right of the exit | manhole 4705 in public car park left hand side of entrance to premises | TF9146243740 | TF9146043730 | [54 empty] | 10000 | mg/l | [54 empty] | 0.5 | l/s | [48 empty] | 10 | pH | 6 | pH | [18 empty] | 1000 | mg/l | [16 empty] | 43 | °C | [8 empty] | 0.15 | m³/d
WENHASTON STW | S01WENBRAMKA1 | Direction | Live | No | TEDI-0046-2022 | Bramfield Meats Ltd | Low Road | Bramfield | Halesworth | Suffolk |  | IP19 9JQ | 11/05/2022 | Used waters arising from butchery and smoking of meats, and from meat processing. | Bramfield Meats Ltd | Low Road | Bramfield | Halesworth | Suffolk |  | IP19 9JQ | the manhole on the grass next to the carpark (after the interceptor and prior to discharging to the public foul sewer) | Low Road, Bramfield | TM4010074256 | TM4014374254 | [54 empty] | 5000 | mg/l |  |  |  |  | 5000 | mg/l | [48 empty] | 1 | l/s | [36 empty] | 250 | mg/l | [10 empty] | 10 | pH | 6 | pH | [18 empty] | 1000 | mg/l | [16 empty] | 43 | °C | [8 empty] | 15 | m³/d
WEST STOW STW | S01WSTONORKA1 | Direction | Live | No | ADZ 775 | XPO Transport Solutions Limited | Saxham Business Park | Saxham | Bury St Edmunds, Suffolk |  |  | IP28 6RX | 01/11/2016 | Used water from exterior washing of HGV trucks and trailers after passing through a suitable maintained interceptor. | XPO Transport Solutions Limited | XPO House | Lodge Way | New Duston | Northampton |  | NN5 7SL | at a point after the interceptor and prior to discharging to the public foul sewer | at Church Lane Risby, via and private sewer network | TL8062065450 | TL8038166352 | [54 empty] | 2500 | mg/l | [54 empty] | 0.5 | l/s | [48 empty] | 11 | pH | 6 | pH | [18 empty] | 1000 | mg/l | [16 empty] | 45 | °C | [8 empty] | 10 | m³/d
WEST STOW STW | S01WSTMANNKA | Direction | Live | No | ADZ 793 | Claas UK Limited | Saxham Business Park | Saxham | Bury St.Edmunds |  |  | IP28 6QZ | 01/11/2016 | Used water from the washing of vehicles and agricultural machinery. | Claas UK Limited | Saxham Business Park | Saxham | Bury St. Edmunds | Suffolk |  | IP28 6QZ | at a point prior to discharge into the public foul sewer | at Church Road, Risby | TL8020065500 | TL8020065500 | [54 empty] | 2500 | mg/l | [54 empty] | 0.5 | l/s | [48 empty] | 11 | pH | 6 | pH | [18 empty] | 1000 | mg/l | [16 empty] | 45 | °C | [8 empty] | 5 | m³/d
WEST STOW STW | S01WSTBREWKA1 | Direction | Live | No | TEDI-0244-2023 | Brewshed | Place Farm, The Street | Ingham, Suffolk |  |  |  | IP31 1NQ | 10/03/2024 | Used water from brewing and packaging of beer. | Brewshed Limited | The One Bull, 25 Angel Hill | Bury St Edmunds, Suffolk |  |  |  | IP33 1UZ | the drain outside LHS of brewery main door | MH 4401, The Street, Ingham | TL8541070404 | TL8542070448 | [54 empty] | 7000 | mg/l | [54 empty] | 0.3 | l/s | [48 empty] | 10 | pH | 6 | pH | [18 empty] | 1000 | mg/l | [16 empty] | 43 | °C | [8 empty] | 2 | m³/d
WEST STOW STW | S01WSTMARTKA2 | Consent | Live | No | TECO-0119-2024 | EM Truckstop Limited | Truckstop, 117 Newmarket Road | Risby, Bury St Edmunds | Suffolk |  |  | IP28 6RD | 05/06/2024 | Used water, after passage via an interceptor, from the external washing of vehicles only. | EM Truckstop Limited | Truckstop, 117 Newmarket Road | Risby, Bury St Edmunds | Suffolk |  |  | IP28 6RD | the pump station inlet on site | Newmarket Road, Risby | TL7918865911 | TL7959865854 | [54 empty] | 2500 | mg/l | [54 empty] | 2 | l/s | [48 empty] | 11 | pH | 6 | pH | [18 empty] | 1000 | mg/l | [16 empty] | 43 | °C | [8 empty] | 15 | m³/d
WEST WALTON STW | S01HUDSONLKA | Consent | Live | No | ACU 57 | Hudson Leisure Centre | Harecroft Road | Wisbech | Cambridgeshire |  |  | PE13 1RL | 02/07/2009 | Waste waters arising from the backwashing of swimming pool filters | Fenland District Council | Fenland Hall | County Road | March | Cambridgeshire |  | PE15 8NQ | at a point prior to discharging to the public foul sewer | at Harecroft Road, Wisbech | TF4550009740 | TF4552009810 | [54 empty] | 500 | mg/l | [54 empty] | 1 | m³/hr | [36 empty] | 100 | mg/l | [10 empty] | 10 | pH | 6 | pH | [18 empty] | 250 | mg/l | [8 empty] | 1000 | mg/l | [6 empty] | 45 | °C | [8 empty] | 20 | m³/d
WEST WALTON STW | S01WISBTESKA2 | Consent | Live | No | ACZ 119 | Tesco Store | Cromwell Road | Wisbech | Cambridgeshire |  |  | PE14 0RG | 29/08/2014 | Used water, after passage through an interceptor, from garage forecourt jetwash. | Tesco Stores Limited | Tesco House | Delamare Road | Cheshunt | Hertfordshire |  | EN8 9SL | at the inspection chamber after the interceptor | at manhole No. 2801 on corner of Newbridge Lane and Salters Way | TF4504007990 | TF4528507852 | [54 empty] | 2500 | mg/l | [54 empty] | 0.3 | l/s | [36 empty] | 250 | mg/l | [10 empty] | 11 | pH | 6 | pH | [18 empty] | 1000 | mg/l | [8 empty] | 1000 | mg/l | [6 empty] | 45 | °C | [8 empty] | 5 | m³/d
WEST WALTON STW | S01WWAWATPKA1 | Consent | Live | No | ACZ 71 | Watson Petroleum Limited | 95 Boleness Road | Wisbech |  |  |  | PE13 2XQ | 13/08/2014 | Used waters arising from the external washing of vehicles and contaminated surface water having passed through a maintained interceptor. | Watson Petroleum Limited | Lindum House Causeway End | Brinkworth, Chippenham | Wiltshire |  |  | SN15 5DN | at a point after the interceptor, prior to the discharge entering the public foul sewer | at Boleness Road | TF4584407837 | TF4581007847 | [54 empty] | 2500 | mg/l | [54 empty] | 1 | l/s | [36 empty] | 250 | mg/l | [10 empty] | 11 | pH | 6 | pH | [18 empty] | 1000 | mg/l | [8 empty] | 1000 | mg/l | [6 empty] | 45 | °C | [8 empty] | 8 | m³/d
WEST WALTON STW | S01WISLAUNKA | Consent | Live | No | ACT 151 | E & L's | 349 Norwich Road | Wisbech | Cambridgeshire |  |  | PE13 3UG | 17/02/2009 | Wastewaters arising from the washing of clothes | Mr Eoin-Rua Connolly & Mrs Lisa Holmes | The Shamrocks | Stow Lane | Wisbech | Cambridgeshire |  | PE13 2JU | at a point prior to discharging to the public foul sewer | in Norwich Road, Wisbech | TF4750010290 | Tf4750010260 | [54 empty] | 2000 | mg/l | [54 empty] | 1 | l/s | [36 empty] | 250 | mg/l | [10 empty] | 11 | pH | 6 | pH | [18 empty] | 500 | mg/l | [8 empty] | 1000 | mg/l | [6 empty] | 45 | °C | [8 empty] | 2.5 | m³/d
WEST WALTON STW | S01MOBILR KA | Direction | Live | No | ADZ 876 | Nene Filling Station | 2-6 Lynn Road | Wisbech | Cambridgeshire |  |  | PE13 3DJ | 01/01/2017 | Used water, after passage via an interceptor, arising from an automatic car wash. | Malthurst Limited | Vincent House | 4 Grove Lane | Epping | Essex |  | CM16 4LH | at a point prior to discharging to the public foul sewer | in Lynn Road, Wisbech | TF4625009950 | TF4623009960 | [54 empty] | 2500 | mg/l | [54 empty] | 1 | l/s | [48 empty] | 11 | pH | 6 | pH | [18 empty] | 1000 | mg/l | [16 empty] | 45 | °C | [8 empty] | 10 | m³/d
WEST WALTON STW | S01CPSWB KA0 | Direction | Live | No | ADU 468 | C P S Fuels Limited | Europa Way, Off Algores Way | Boleness Road Industrial Estate | Wisbech | Cambridgeshire |  | PE13 2TZ | 01/04/2010 | Wastewater arising from the external pressure washing of vehicles only. | C P S Fuels Limited | St Pauls House | Warwick Lane | London |  |  | EC4P 4BN | at a point prior to discharging to the public foul sewer | at Europa Way, Wisbech | TF4560008220 | TF4566908208 | [54 empty] | 2000 | mg/l | [54 empty] | 0.2 | l/s | [36 empty] | 250 | mg/l | [10 empty] | 11 | pH | 6 | pH | [18 empty] | 1000 | mg/l | [8 empty] | 1000 | mg/l | [6 empty] | 45 | °C | [8 empty] | 1 | m³/d
WEST WALTON STW | S01FISHERWKA | Direction | Live | No | ADZ 499 | Del Monte (UK) Ltd - Wisbech | Weasenham Lane | Wisbech |  |  |  | PE13 2RN | 01/04/2016 | Used water from fruit peeling and washing process after screening and pH correction. | Del Monte (UK) Ltd | 240 London Road | Staines | Middlesex |  |  | TW18 4JD | at the designated sample point on the outlet pipe, entering the foul sewer. | at Weasenham Lane. | TF4595808485 | TF4595608518 | [54 empty] | 6000 | mg/l | [54 empty] | 6 | l/s | [36 empty] | 250 | mg/l | [10 empty] | 10 | pH | 6 | pH | [18 empty] | 500 | mg/l | [16 empty] | 45 | °C | [8 empty] | 100 | m³/d
WEST WALTON STW | S01DCAWISBKA | Direction | Live | No | ADZ 285 | Fountain Frozen Limited | Salters Way | Cromwell Road | Wisbech |  |  | PE14 0SH | 01/06/2015 | Used waters from the processing of vegetables. | Fountain Frozen Limited | Monica House | St. Augustines Road | Wisbech | Cambridgeshire |  | PE13 3AD | at the V-notch weir flow measurement chamber, prior to discharging to the public foul sewer | at Salters Way, Wisbech | TF4537007960 | TF4535007970 | [54 empty] | 4000 | mg/l | [54 empty] | 3 | l/s | [48 empty] | 10 | pH | 6 | pH | [18 empty] | 1000 | mg/l | [8 empty] | 1000 | mg/l | 1 | mg/l |  |  |  |  | 45 | °C | [8 empty] | 50 | m³/d
WEST WALTON STW | S01WWABBASKA1 | Consent | Live | No | ACZ 401 | Buildbase - Wisbech | 28 Elm Road | Wisbech | Cambs |  |  | PE13 2TB | 06/11/2015 | Used water after passage via an interceptor, arising from the external washing of vehicles and plant machinery. | Grafton Merchanting GB Limited | PO Box 1586, Gemini One | John Smith Drive | Oxford Business Park South | Oxford |  | OX4 9JF | at a point after the interceptor, prior to discharge to the public foul sewer | at manhole 5001, Elm Road, Wisbech | TF4654509053 | TF4654209027 | [54 empty] | 2500 | mg/l | [54 empty] | 1 | l/s | [48 empty] | 11 | pH | 6 | pH | [18 empty] | 1000 | mg/l | [16 empty] | 45 | °C | [8 empty] | 2 | m³/d
WEST WALTON STW | S01IMOWISBKA | Direction | Live | No | ADY 175 | ARC Car Wash | 4 Cromwell Road | Wisbech | Cambridgeshire |  |  | PE14 0SD | 01/12/2013 | Used water arising from the external cleaning and valeting of light road vehicles. | Anduff Carwash Limited | 35 - 37 Amersham Road | High Wycombe | Buckinghamshire |  |  | HP13 6NU | at a point close to the rollover car wash, after the interceptor chambers | at Weasenham Lane, Wisbech | TF4542008580 | TF4542008580 | [54 empty] | 2500 | mg/l | [54 empty] | 2 | l/s | [36 empty] | 250 | mg/l | [10 empty] | 11 | pH | 6 | pH | [18 empty] | 1000 | mg/l | [8 empty] | 1000 | mg/l | [6 empty] | 45 | °C | [8 empty] | 15 | m³/d
WEST WALTON STW | S01GARISLEKA | Direction | Live | No | TEDI-0131-2021 | Lamb-Weston/Meijer UK Limited | Weasenham Lane | Wisbech | Cambridgeshire |  |  | PE13 2RN | 11/01/2022 | Treated used water from potato washing, potato chip production and vegetable processing. | Lamb-Weston/Meijer UK Limited | Weasenham Lane | Wisbech | Cambridgeshire |  |  | PE13 2RN | the V notch weir labelled Anglian Water sample point | Weasenham Lane, Wisbech | TF4568308499 | TF4575508629 | [54 empty] | 10000 | mg/l | [54 empty] | 19.5 | l/s | [36 empty] | 250 | mg/l | [10 empty] | 10 | pH | 6 | pH | [18 empty] | 2000 | mg/l | [8 empty] | 1000 | mg/l | 1 | mg/l |  |  |  |  | 43 | °C | [8 empty] | 1680 | m³/d
WEST WALTON STW | S01PIKETEXKA0 | Direction | Live | No | TEDI-0185-2021 | Pike Textile Display Limited | 46 Sandall Road | Wisbech | Cambridgeshire |  |  | PE13 2RS | 08/11/2021 | Used water from washing of glue machines used in book manufacture. | Pike Textile Display Limited | 46 Sandall Road | Wisbech | Cambridgeshire |  |  | PE13 2RS | a pump sump after interceptor, prior to discharging to the public foul sewer | Weasenham Lane, Wisbech | TF4600085510 | TF4601008500 | [54 empty] | 10000 | mg/l | [54 empty] | 0.2 | l/s | [48 empty] | 10 | pH | 6 | pH | [18 empty] | 2000 | mg/l | [16 empty] | 43 | °C | [8 empty] | 0.2 | m³/d
WEST WALTON STW | S01MACKLESKA | Direction | Live | No | TEDI-0198-2021 | James Mackle (UK) Limited | 57 Algores Way | Wisbech | Cambridgeshire |  |  | PE13 2XQ | 25/03/2022 | Pre-treated used water using pH correction, filtration and settlement, from the processing of fruit. | James Mackle (UK) Limited | 57 Algores Way | Wisbech | Cambridgeshire |  |  | PE13 2XQ | the weir chamber under the screen | Algores Way, Wisbech | TF4567007930 | TF4570007980 | [54 empty] | 10000 | mg/l | [54 empty] | 1 | l/s | [48 empty] | 10 | pH | 6 | pH | [18 empty] | 1000 | mg/l | [16 empty] | 43 | °C | [8 empty] | 50 | m³/d | [14 empty] | 1.5 | mg/l
WEST WALTON STW | S01FRESHPEKA | Direction | Live | No | TEDI-0207-2021 | Freshpeel Produce Ltd | 85 Boleness Road | Wisbech | Cambridgeshire |  |  | PE13 2XQ | 17/03/2022 | Used water after settlement from the processing of onions. | Freshpeel Produce Ltd | 75 High Street | Boston | Lincolnshire |  |  | PE21 8SX | the V-Notch tank, prior to entering the public foul sewer | Boleness Road | TF4587407876 | TF4586707902 | [54 empty] | 2500 | mg/l | [54 empty] | 1 | l/s | [36 empty] | 250 | mg/l | [10 empty] | 10 | pH | 6 | pH | [18 empty] | 500 | mg/l | [16 empty] | 43 | °C | [8 empty] | 18 | m³/d
WEST WALTON STW | S01ELGOBH KA | Direction | Live | No | TEDI-0206-2021 | Elgood & Sons Limited | North Brink Brewery | Wisbech | Cambridgeshire |  |  | PE13 1LN | 24/01/2022 | Used waters arising from the process of brewing beer. | Elgood & Sons Limited | North Brink Brewery | Wisbech | Cambridgeshire |  |  | PE13 1LN | a point prior to discharge into the public foul sewer | North Brink, Wisbech | TF4557009220 | TF4557009219 | [54 empty] | 3000 | mg/l | [54 empty] | 1 | l/s | [48 empty] | 10 | pH | 6 | pH | [18 empty] | 1000 | mg/l | [16 empty] | 43 | °C | [8 empty] | 20 | m³/d
WEST WALTON STW | S01FORDSLAKA1 | Direction | Live | No | TEDI-0005-2022 | Ford & Slater DAF Wisbech | Commercial House | Algores Way | Wisbech | Cambridgeshire |  | PE13 2TQ | 09/05/2022 | Used water, after passage via an interceptor, arising from the external washing of lorries, including pre-MOT preparation. | Ford & Slater Limited | Hazel Drive | Narborough Road South | Leicester |  |  | LE3 2JG | a point after the interceptor, and prior to discharging into the public foul sewer | Algores Way, Wisbech | TF4589008080 | TF4581008140 | [54 empty] | 2000 | mg/l | [16 empty] | 3 | mg/l | [36 empty] | 1 | l/s | [10 empty] | 1.5 | mg/l | [24 empty] | 250 | mg/l | [10 empty] | 11 | pH | 6 | pH | [18 empty] | 1000 | mg/l | [16 empty] | 43 | °C | [8 empty] | 2.5 | m³/d | [14 empty] | 5 | mg/l
WEST WALTON STW | S01KGBTRANKA | Direction | Live | No | TEDI-0012-2022 | K.G.B. Transport Limited | 44 St. John's Road | Tilney St. Lawrence | King's Lynn | Norfolk |  | PE34 4QL | 10/05/2022 | Used waters arising from the washing and preparation of root vegetables. | K.G.B. Transport Limited | 'Copperfield' | St. John's Road | Terrington St. John | Wisbech | Cambridgeshire | PE14 7RJ | the lagoon outfall | St John's Road, Tilney St Lawrence | TF5444014170 | TF5435014080 | [54 empty] | 250 | mg/l | [54 empty] | 1 | l/s | [48 empty] | 10 | pH | 6 | pH | [18 empty] | 100 | mg/l | [16 empty] | 43 | °C | [8 empty] | 6 | m³/d
WEST WALTON STW | S01BAMEW KA | Direction | Live | No | TEDI-0062-2022 | Greencore Prepared Meals | Weasenham Lane | Wisbech | Cambridgeshire |  |  | PE13 2RD | 28/06/2022 | Treated used water from the production of convenience meals. | Greencore Prepared Meals Limited | Greencore Manton Wood | Retford Road | Manton Wood Enterprise Park | Worksop | Nottinghamshire | S80 2RS | the designated sample tap on the outlet pipe of the clarifier/settlement tank | Weasenham Lane, Wisbech | TF4628308368 | TF4624808418 | [54 empty] | 5900 | mg/l | [54 empty] | 6.95 | l/s | [36 empty] | 250 | mg/l | [10 empty] | 10 | pH | 6 | pH | [18 empty] | 2000 | mg/l | [10 empty] | 1 | mg/l |  |  |  |  | 43 | °C | [8 empty] | 600 | m³/d
WEST WALTON STW | S01FDCCRABKA | Direction | Live | No | TEDI-0096-2022 | Port of Wisbech Harbour Authority | Crab Marsh Boatyard | Crab Marsh | Wisbech | Cambridgeshire |  | PE13 3JG | 16/01/2023 | Used water, after settlement, from the pressure cleaning of boat hulls whilst in dry dock. | Fenland District Council | Fenland Hall | County Road | March | Cambridgeshire |  | PE15 8NQ | a point after the settlement tanks | Crab Marsh | TF4571011310 | TF4570011090 | [54 empty] | 2000 | mg/l | [54 empty] | 1 | l/s | [36 empty] | 250 | mg/l | [10 empty] | 11 | pH | 6 | pH | [18 empty] | 500 | mg/l | [16 empty] | 43 | °C | [8 empty] | 1 | m³/d
WEST WALTON STW | S01FENLAHSKA1 | Consent | Live | No | TECO-0081-2022 | Shaun McKenna T/A Fenland Haulage and Storage | Alderton House | Bellamys Lane | West Walton | Wisbech | Cambridgeshire | PE14 7EY | 03/08/2022 | Used water from the external washing and MOT preparation of commercial vehicles after passage through an interceptor. | Shaun McKenna T/A Fenland Haulage and storage | Alderton House | Bellamys Lane | West Walton | Wisbech | Cambridgeshire | PE14 7EY | the pumping station after the interceptor | Bellamys Lane | TF4685913443 | TF4684613398 | [54 empty] | 10000 | mg/l | [54 empty] | 1 | l/s | [36 empty] | 250 | mg/l | [10 empty] | 10 | pH | 6 | pH | [18 empty] | 1000 | mg/l | [16 empty] | 43 | °C | [8 empty] | 1 | m³/d | [14 empty] | 5 | mg/l
WEST WALTON STW | S01HANNAM KA | Direction | Live | No | TEDI-0170-2022 | Fenmarc Produce Limited | Gosmoor Lane | Elm | Wisbech | Cambridgeshire |  | PE14 0EG | 06/03/2023 | Used water from the preparation of vegetables and associated washing down after passage through a settlement tank. | Fenmarc Produce Limited | 178 Gosmoor Lane | Elm | Wisbech | Cambridgeshire |  | PE14 0EG | the final chamber in the settlement tank, prior to entry into the sewer | Gosmoor Lane, Elm | TF4788706245 | TF4733906361 | [54 empty] | 5200 | mg/l | [54 empty] | 5.5 | l/s | [36 empty] | 250 | mg/l | [10 empty] | 10 | pH | 6 | pH | [18 empty] | 700 | mg/l | [16 empty] | 43 | °C | [8 empty] | 140 | m³/d
WEST WALTON STW | S01SMED1 KA | Direction | Live | No | TEDI-0233-2022 | Princes Limited | Lynn Road | Wisbech | Cambridgeshire |  |  | PE13 3DG | 20/02/2023 | Screened used water, from vegetable processing and canning operations. | Princes Limited | Royal Liver Building | Pier Head | Liverpool |  |  | L3 1NX | the designated sample point after screening, and prior to discharge to the public foul sewer. | Lynn Road, Wisbech | TF4646710114 | TF4655710157 | [54 empty] | 5500 | mg/l | [54 empty] | 90 | l/s | [36 empty] | 250 | mg/l | [10 empty] | 10 | pH | 6 | pH | [18 empty] | 1400 | mg/l | [10 empty] | 1 | mg/l |  |  |  |  | 43 | °C | [8 empty] | 3300 | m³/d
WEST WALTON STW | S01SPILLERKA | Direction | Live | No | TEDI-0175-2023 | Nestle Purina UK Manufacturing Operations Limited | Cromwell Road | Wisbech | Cambridgeshire |  |  | PE13 2RG | 21/11/2023 | Used water, having passed through an effluent treatment plant, derived from the processing of animal feed. | Nestle Purina UK Manufacturing Operations Limited | Haxby Road | York | England |  |  | YO31 8TA | the weir on the DAF cell prior to entry to the outlet pipe | manhole No. 7201 in the delivery bay area | TF4578009330 | TF4578009330 | [54 empty] | 1530 | mg/l | [54 empty] | 22 | l/s | [36 empty] | 250 | mg/l | [10 empty] | 10 | pH | 6 | pH | [18 empty] | 385 | mg/l | [8 empty] | 500 | mg/l | 0.5 | mg/l |  |  |  |  | 43 | °C | [8 empty] | 1880 | m³/d
WEST WALTON STW | S01PROCLEAKA1 | Consent | Live | No | TECO-0174-2024 | Pro-Clean Industrial UK Limited | 14 Algores Way | Wisbech | Cambridgeshire |  |  | PE13 2TQ | 22/08/2024 | Used water from the laundering of cleaning materials and vehicle washing only only. | Pro-Clean Industrial UK Limited | 14 Algores Way | Wisbech | Cambridgeshire |  |  | PE13 2TQ | the washing machine outlet | Algores Way | TF4592408289 | TF4591008251 | [54 empty] | 2000 | mg/l | [54 empty] | 1 | l/s | [48 empty] | 11 | pH | 6 | pH | [18 empty] | 1000 | mg/l | [16 empty] | 43 | °C | [8 empty] | 1 | m³/d
WEST WALTON STW | S01ELMRPFSKA1 | Consent | Live | No | TECO-0278-2024 | Motor Fuel Limited | 40 Elm High Road | Wisbech | Cambridgeshire |  |  | PE14 0DQ | 19/12/2024 | Used water, after passage via an interceptor, from the external washing of vehicles only. | Motor Fuel Limited | 10 Bricket Road | St Albans | Hertfordshire |  |  | AL1 3JX | Eastern manhole of Interceptor | Elm Road | TF4697808034 | TF4696608079 | [54 empty] | 2500 | mg/l | [54 empty] | 1 | l/s | [48 empty] | 11 | pH | 6 | pH | [18 empty] | 1000 | mg/l | [16 empty] | 43 | °C | [8 empty] | 4 | m³/d
WEST WALTON STW | S01WISBSTOKA1 | Direction | Live | No | TEDI-0011-2025 | Stocks Ag Limited | Cromwell Road | Wisbech | Cambridgeshire |  |  | PE14 0SD | 28/03/2025 | Used water arising from washing metal parts with appropriate de-greasing and film removing agents. | Stocks Ag Limited | C/O Opico Limited | Cherry Holt Road | Bourne | Lincolnshire |  | PE10 9LA | the chamber after wash down separator in the yard, prior to discharge to public sewer | manhole 2801 on corner of Salters Way and Newbridge Lane | TF4514007950 | TF4528607850 | [54 empty] | 2500 | mg/l | [54 empty] | 0.3 | l/s | [36 empty] | 250 | mg/l | [10 empty] | 10 | pH | 6 | pH | [18 empty] | 1000 | mg/l | [16 empty] | 43 | °C | [8 empty] | 4 | m³/d | [14 empty] | 5 | mg/l
WEST WALTON STW | S01TEM0222KA1 | Consent | Live | No | TECO-0156-2025 | Seed Environmental Limited | 19b Westfields | Tilney St Lawrence | Kings Lynn | Norfolk |  | PE34 4QP | 11/08/2025 | Used water from the remediation of contaminated ground, only to be discharged during the period from the 30th August 2025 to the 29th March 2026 inclusive. | Seed Environmental Limited | One St Peters Square | Manchester |  |  |  | M2 3DE | the point after the Carbon filter prior to discharge to public foul sewer | Westfields | TF5423613932 | TF5424813948 | [54 empty] | 500 | mg/l | [54 empty] | 0.5 | l/s | [36 empty] | 250 | mg/l | [10 empty] | 10 | pH | 6 | pH | [18 empty] | 500 | mg/l | [8 empty] | 1000 | mg/l | [6 empty] | 43 | °C | [8 empty] | 24 | m³/d
WESTON BY WELLAND STW | S01WRHARTSKA | Direction | Live | No | TEDI-0262-2022 | W R Hart & Son | 4 The Green | Weston-By-Welland | Market Harborough | Leicestershire |  | LE16 8HS | 26/12/2022 | Rainwater run-off from the lairage area. | Mr Richard P Hart | 4 The Green | Weston - by - Welland | Market Harborough | Leicestershire |  | LE16 8HS | a point prior to discharging to the public foul sewer | The Green, Weston - by - Welland | SP7769091370 | SP7774291421 | [54 empty] | 2000 | mg/l | [54 empty] | 0.1 | l/s | [48 empty] | 10 | pH | 6 | pH | [18 empty] | 1500 | mg/l | [16 empty] | 43 | °C | [8 empty] | 0.5 | m³/d
WEYBREAD STW | S01WEYFINNKA1 | Direction | Live | No | TEDI-0025-2021 | Finn Pathologists | The School House | One Eyed Lane | Weybread | Norfolk |  | IP21 5TT | 10/05/2021 | Used waters arising from (i) a sample staining equipment and (ii) the washing of laboratory utensils | Precision Histology International Limited | The School House | One Eyed Lane | Weybread | Norfolk |  | IP21 5TT | the piped discharge point at the rear of the premises prior to discharging to the public foul sewer | One Eyed Lane, Weybread | TM2429080360 | TM2430780380 | [54 empty] | 500 | mg/l | [54 empty] | 1 | l/s | [48 empty] | 10 | pH | 6 | pH | [18 empty] | 250 | mg/l | [16 empty] | 43 | °C | [8 empty] | 1 | m³/d
WHILTON STW | S01DAVNCRCKA1 | Consent | Live | No | ACZ 745 | Nationwide Crash Repair Centre Ltd | London Road | Daventry |  |  |  | NN11 4NR | 01/11/2017 | Used water from the external washing of vehicles only. | Nationwide Crash Repair Centre Limited | 17a Thorney Leys Park | Witney | Oxford |  |  | OX28 4GE | at suitable point prior to the public foul sewer | at Long March | SP5766161664 | SP5765061591 | [54 empty] | 2500 | mg/l | [54 empty] | 1 | l/s | [48 empty] | 11 | pH | 6 | pH | [18 empty] | 1000 | mg/l | [16 empty] | 45 | °C | [8 empty] | 2.5 | m³/d
WHILTON STW | S01SERSTATKA | Consent | Live | No | ACX 12 | Rontec Watford Limited | Daventry Service Station | Vicar Lane | Daventry | Northamptonshire |  | NN11 4GD | 21/05/2012 | Wastewaters arising from the external washing of vehicles after passage through an interceptor | Rontec Watford Limited | 13 - 14 Esplanade | St Helier | Jersey |  |  | JE1 1BD | at the point of discharge from the interceptor prior to discharging to the foul sewer | at Vicar Lane, Daventry | SP5767062650 | SP5764062640 | [54 empty] | 2500 | mg/l | [54 empty] | 0.5 | l/s | [36 empty] | 250 | mg/l | [10 empty] | 10 | pH | 6 | pH | [18 empty] | 1000 | mg/l | [8 empty] | 1000 | mg/l | [6 empty] | 45 | °C | [8 empty] | 2 | m³/d
WHILTON STW | S01DDCHIMAKA | Direction | Live | No | ADW 242 | Enterprise Managed Services Limited | Contracts House | High March | Daventry | Northamptonshire |  | NN11 4HB | 01/04/2012 | Wastewaters comprising of (i) the discharge from a vehicle wash, and (ii) contaminated surface water run off. | Enterprise Managed Services Limited | Lancaster House | Centurion Way | Leyland | Lancashire |  | PR26 6TY | at the a point of discharge to the public foul sewer. | at High March, Daventry | SP5817061690 | SP5817061690 | [54 empty] | 2500 | mg/l | [54 empty] | 1 | m³/hr | [36 empty] | 250 | mg/l | [10 empty] | 11 | pH | 6 | pH | [18 empty] | 1000 | mg/l | [8 empty] | 1000 | mg/l | [6 empty] | 45 | °C | [8 empty] | 10 | m³/d
WHILTON STW | S01HIFORCEKA | Direction | Live | No | ADZ 485 | Hi-Force Limited | Prospect Way, Royal Oak Ind Estate | Daventry, Northamptonshire |  |  |  | NN11 8PL | 01/02/2016 | Used water from the external washing of vehicles, along with small quantities of filtered used water from a rumbling process. | Hi-Force Limited | Prospect Way, Royal Oak Ind Estate | Daventry, Northamptonshire |  |  |  | NN11 8PL | at a suitable point prior to discharge to the public foul sewer | at Royal Oak Way | SP5578563172 | SP5576663171 | [54 empty] | 2500 | mg/l | [54 empty] | 1 | l/s | [48 empty] | 11 | pH | 6 | pH | [18 empty] | 1000 | mg/l | [16 empty] | 45 | °C | [8 empty] | 0.8 | m³/d
WHILTON STW | S01VOLVOCAKA | Direction | Live | No | ADU 401 | Volvo Car UK Limited | Prospect Way | Royal Oak Industrial Estate | Daventry | Northants |  | NN11 5QN | 01/02/2010 | Wastewaster from the external washing of vehicles only. | Volvo Car UK Limited | Globe Park | Marlow | Buckinghamshire |  |  | SL7 17Q | at the wash bay, prior to discharging to the public foul sewer | at Alvis Way, Daventry | SP5597063390 | SP5592063360 | [54 empty] | 2000 | mg/l | [54 empty] | 0.5 | m³/hr | [36 empty] | 250 | mg/l | [10 empty] | 11 | pH | 6 | pH | [18 empty] | 1000 | mg/l | [8 empty] | 1000 | mg/l | [6 empty] | 45 | °C | [8 empty] | 5 | m³/d
WHILTON STW | S01ASDMETAKA | Direction | Live | No | ADV 105 | ASD Metal Services Daventry | Alvis Way | Royal Oak Industrial Estate | Daventry | Northamptonshire |  | NN11 5QQ | 01/09/2010 | Wastewater arising from the external washing of vehicles | ASD Limited | Valley Farm Road | Stourton | Leeds |  |  | LS10 1SD | at a point prior to discharging into the public foul sewer | at Alvis Way, Daventry | SP5589063330 | SP5575063410 | [54 empty] | 2000 | mg/l | [54 empty] | 1 | m³/hr | [36 empty] | 250 | mg/l | [10 empty] | 11 | pH | 6 | pH | [18 empty] | 1000 | mg/l | [8 empty] | 1000 | mg/l | [6 empty] | 45 | °C | [8 empty] | 1 | m³/d
WHILTON STW | S01DAVENLCKA | Direction | Live | No | ADX 101 | Daventry Leisure Centre | Lodge Road | Daventry | Northamptonshire |  |  | NN11 5AF | 01/07/2013 | Wastewater arising from the pool filter backwashing process & periodic drain down of swimming pool contents. | Sports And Leisure Management Limited | Open House, 3 Watling Drive | Sketchley Meadows | Hinckley | Leicestershire |  | LE10 3EY | at the discharge from the filter backwash | at Lodge Road, Daventry | SP5746062700 | SP5746062700 | [54 empty] | 1000 | mg/l | [10 empty] | 5 | mg/l | [42 empty] | 6 | l/s | [36 empty] | 100 | mg/l | [10 empty] | 10 | pH | 6 | pH | [18 empty] | 1000 | mg/l | [8 empty] | 1000 | mg/l | [6 empty] | 45 | °C | [8 empty] | 8 | m³/d
WHILTON STW | S01JUNCTIOKA | Direction | Live | No | ADT 70 | Junction Services | London Road | Daventry | Northamptonshire |  |  | NN11 4EA | 01/09/2008 | Wastewaters from vehicle wash | The Occupier | Junction Services | London Road | Daventry | Northamptonshire |  | NN11 4EA | close to the jet wash at a point prior to discharging to the public foul sewer. | London Road, Daventry | SP5778061450 | SP5784061410 | [54 empty] | 2000 | mg/l | [54 empty] | 1 | m³/hr | [36 empty] | 250 | mg/l | [10 empty] | 11 | pH | 6 | pH | [18 empty] | 1000 | mg/l | [8 empty] | 1000 | mg/l | [6 empty] | 45 | °C | [8 empty] | 5 | m³/d
WHILTON STW | S01HAMBLESKA1 | Consent | Live | No | ACZ 558 | Hambleside Danelaw Limited | Long March Industrial Estate | Daventry | Northamptonshire |  |  | NN11 4NR | 02/09/2016 | Used waters arising from the collection of rainwater in bunded storage area, plus compressor condensate and cooling water from plastic extruders. | Hambleside Danelaw Limited | 2 Lancer House | Hussar Court | Waterlooville | Hampshire |  | PO7 7SE | at a suitable point prior to discharge to the public foul sewer | at Long March | SP5783261595 | SP5780061665 | [54 empty] | 3000 | mg/l | [54 empty] | 1 | l/s | [48 empty] | 10 | pH | 6 | pH | [18 empty] | 1000 | mg/l | [16 empty] | 45 | °C | [8 empty] | 1 | m³/d
WHILTON STW | S01DAVJEWSKA1 | Consent | Live | No | ACZ 671 | Jewson Ltd - Daventry | 40 High March | High March Industrial Estate | Daventry |  |  | NN11 4HB | 15/05/2017 | Used water from the external washing of vehicles and plant only. | Jewson Limited | Saint -Gobain House | Binley Business Park | Coventry |  |  | CV3 2TT | at the discharge pipe after interceptor | at High March | SP5825361622 | SP5822561591 | [54 empty] | 2500 | mg/l | [54 empty] | 1 | l/s | [48 empty] | 11 | pH | 6 | pH | [18 empty] | 1000 | mg/l | [16 empty] | 45 | °C | [8 empty] | 2.4 | m³/d
WHILTON STW | S01DAVCHRYKA1 | Consent | Live | No | ACZ 749 | Chryso UK Limited | 9 Brunel Close | Drayton Fields Industrial Estate | Daventry | Northamptonshire |  | NN11 8RB | 15/11/2017 | Used waters emanating from technical/laboratory testing of products from the manufacture of cement. | Chryso UK Limited | 9 Brunel Close | Drayton Fields Industrial Estate | Daventry | Northamptonshire |  | NN11 8RB | at the discharge pipe in the production area. | at Brunel Close | SP5582263906 | SP5584863881 | [54 empty] | 2000 | mg/l | [54 empty] | 0.5 | l/s | [48 empty] | 12 | pH | 6 | pH | [18 empty] | 1000 | mg/l | [16 empty] | 45 | °C | [8 empty] | 0.5 | m³/d
WHILTON STW | S01OAKSTSSKA1 | Direction | Live | No | ADZ 801 | Shell Garage (FS318) | Admirals Way | Long March Industrial Estate | Daventry |  |  | NN11 4QB | 01/11/2016 | Used water from the external washing of vehicles. | Motor Fuel Limited | Building 2 Abbey View | St Albans | Hertfordshire |  |  | Al1 2QU | at a point prior to discharge into the public foul sewer | at Admirals Way | SP5805061840 | SP5805061840 | [54 empty] | 2500 | mg/l | [54 empty] | 1 | l/s | [48 empty] | 11 | pH | 6 | pH | [18 empty] | 1000 | mg/l | [16 empty] | 45 | °C | [8 empty] | 5 | m³/d
WHILTON STW | S01BVWATERKA3 | Direction | Live | No | ADZ 339 | B & V Water Treatment | 5 Badby Park | Heartlands Business Park | Daventry, Northampton |  |  | NN1 8YT | 01/08/2015 | Used water arising from a reverse osmosis backwash process, along with used waters from the production of chemical water treatment formulations. | Global Chemical Technologies Limited | C/O B & V Water Treatment Ltd | Lamport Drive | Heartlands Business Park | Daventry, Northamptonshire |  | NN11 8YH | at the washdown area, prior to discharge to the public foul sewer | at Badby Park, Heartlands Business Park, Daventry | SP5636064370 | SP5641064380 | [54 empty] | 2000 | mg/l | [54 empty] | 2 | l/s | [48 empty] | 10 | pH | 6 | pH | [18 empty] | 1000 | mg/l | [16 empty] | 45 | °C | [8 empty] | 6 | m³/d
WHILTON STW | S01ISOTRONKA | Direction | Live | No | TEDI-0066-2019 | Steris AST | Brunel Close | Drayton Fields Industrial Estate | Daventry | Northamptonshire |  | NN11 8RB | 20/10/2019 | Used waters arising from ion exchange plant regeneration and backwash waters. | Synergy Health Sterilisation UK Limited | Ground Floor Stella | Windmill Hill Business Park | Whitehill Way | Swindon | Wiltshire | SN5 6NX | a point prior to discharging to the public foul sewer | Brunel Road, Daventry | SP5612964073 | SP5607264128 | [54 empty] | 2000 | mg/l | [54 empty] | 1 | l/s | [48 empty] | 10 | pH | 6 | pH | [18 empty] | 1000 | mg/l | [16 empty] | 45 | °C | [8 empty] | 0.5 | m³/d
WHILTON STW | S01SERVECHKA | Direction | Live | No | TEDI-0096-2019 | Amega Sciences Limited | 17 Lanchester Way | Royal Oak Industrial Estate | Daventry | Northamptonshire |  | NN11 8PH | 05/04/2021 | Effluent consisting of contaminated surface run-off from the site of a chemical manufacturer. | Amega Sciences Limited | 17 Lanchester Way | Royal Oak Industrial Estate | Daventry | Northamptonshire |  | NN11 8PH | the discharge point from the trade effluent treatment plant prior to discharge to the public foul sewer | Lanchester Way, Daventry | SP5617863250 | SP5615663249 | [54 empty] | 6000 | mg/l | [54 empty] | 1 | l/s | [48 empty] | 10 | pH | 6 | pH | [18 empty] | 1000 | mg/l | [16 empty] | 43 | °C | [8 empty] | 3 | m³/d | [14 empty] | 3 | mg/l
WHILTON STW | S01PCUMMINKA | Direction | Live | No | TEDI-0141-2019 | Cummins Limited | Royal Oak Way South | Daventry | Northamptonshire |  |  | NN11 8NU | 07/01/2020 | Wastewater arising from cooling tower blowdown, RO reject and softener wash and air compressor condensate. | Cummins Limited | 3rd Floor | 10 Eastbourne Terrace | Paddington | London |  | W2 6LG | a point prior to discharge to the public foul sewer | Royal Oak Way South, Daventry | SP5612162811 | SP5625062800 | [54 empty] | 2000 | mg/l | [54 empty] | 1 | l/s | [48 empty] | 12.5 | pH | 6 | pH | [18 empty] | 1000 | mg/l | [16 empty] | 45 | °C | [8 empty] | 40 | m³/d | [14 empty] | 5 | mg/l
WHILTON STW | S01FORDDAVKA | Direction | Live | No | TEDI-0080-2021 | Ford Motor Company Limited | Parts Distribution Centre | Royal Oak Way South | Daventry |  |  | NN11 5NT | 31/05/2021 | Used water arising from the external washing of vehicles, floor cleaning, and periodic discharge of small quantities of diluted fire fighting foam after safe passage through an interceptor. | Ford Motor Company Limited | Arterial Road | Laindon | Essex |  |  | SS15 6EE | a private manholes, references IL3.16 and IL5.93, prior to discharge into the public foul sewer and after safe passage through an interceptor | Royal Oak Way South, MH ref. 8900 | SP5616062930 | SP5591062870 | [54 empty] | 2500 | mg/l | [54 empty] | 1 | l/s | [48 empty] | 11 | pH | 6 | pH | [18 empty] | 1000 | mg/l | [16 empty] | 43 | °C | [8 empty] | 5 | m³/d
WHILTON STW | S01VISTAPLKA | Direction | Live | No | TEDI-0102-2021 | Spectrum Powder Coaters Limited | 5 High March | Daventry | Northamptonshire |  |  | NN11 4QE | 21/06/2021 | Used waters generated from an iron phosphate pre-treatment plant. | Spectrum Powder Coaters Limited | 5 High March | Daventry | Northamptonshire |  |  | NN11 4QE | a point on the foul sewer in the yard, prior to discharging to the public foul sewer | High March, Daventry, MH 2651 | SP5813061410 | SP5817061370 | [54 empty] | 200 | mg/l | [54 empty] | 1 | l/s | [48 empty] | 10 | pH | 6 | pH | [8 empty] | 150 | mg/l | [8 empty] | 200 | mg/l | [16 empty] | 43 | °C | [8 empty] | 7 | m³/d
WHILTON STW | S01DAVNORSKA1 | Direction | Live | No | TEDI-0118-2021 | West Northamptonshire Norse | Waste Transfer Station | Contracts House | High March | Daventry | Northamptonshire | NN11 4HB | 19/07/2021 | Used water, after passage via an interceptor, from the external washing of vehicles only. | West Northamptonshire Norse Limited | 280 Fifers Lane | Norwich | Norfolk |  |  | NR6 6EQ | the outfall pipe from the interceptor | High March, Daventry, MH 1603 | SP5814261667 | SP5816261688 | [54 empty] | 2500 | mg/l | [54 empty] | 0.5 | l/s | [48 empty] | 11 | pH | 6 | pH | [18 empty] | 1000 | mg/l | [16 empty] | 43 | °C | [8 empty] | 1 | m³/d
WHILTON STW | S01WETHERSKA | Direction | Live | No | TEDI-0325-2021 | DHL Supply Chain | J D Wetherspoon NDC | Nasmyth Road | Daventry | Northamptonshire |  | NN11 5NG | 28/03/2022 | Waste liquid consumable stock including milk, beverages, beer and fruit juice. | DHL Supply Chain Limited | 251 Midsummer Boulevard | Central Milton Keynes | Milton Keynes | Buckinghamshire |  | MK9 1EA | a point prior to discharge to the public foul sewer | Nasmyth Road, Daventry, MH 0600 | SP7667064780 | SP7667064780 | [54 empty] | 7500 | mg/l | [54 empty] | 0.3 | l/s | [48 empty] | 10 | pH | 6 | pH | [18 empty] | 500 | mg/l | [16 empty] | 43 | °C | [8 empty] | 0.1 | m³/d
WHILTON STW | S01WETHERSKAV | Direction | Live | No | TEDI-0326-2021 | DHL Supply Chain | JD Wetherspoon NDC | Nasmyth Road | Daventry | Northamptonshire |  | NN11 8NF | 28/03/2022 | Used waters arising from the following activities (i) the external washing of vehicles, (ii) the washing of equipment (tote washing) and (iii) floor scrubbing. | DHL Supply Chain Limited | 251 Midsummer Boulevard | Central Milton Keynes | Milton Keynes | Buckinghamshire |  | MK9 1EA | a point adjacent to vehicle wash, prior to discharge to the public foul sewer | Nasmyth Road, Daventry, MH 0600 | SP5597064690 | SP5598064520 | [54 empty] | 2500 | mg/l | [54 empty] | 2 | l/s | [48 empty] | 11 | pH | 6 | pH | [18 empty] | 1000 | mg/l | [16 empty] | 43 | °C | [8 empty] | 7 | m³/d
WHILTON STW | S01ENDEAVOKA | Direction | Live | No | TEDI-0149-2022 | Endeavour Speciality Chemicals Ltd | Unit 12, Low March | Daventry | Northamptonshire |  |  | NN11 4SD | 26/08/2022 | Washdown waters from laboratory and waste liquors from abatement plant. | Endeavour Speciality Chemicals Limited | 12 Low March Industrial Estate | Low March | Daventry | Northamptonshire |  | NN11 4SD | the round manhole situated behind the property in lawn, prior to discharging to the public foul sewer | Low March, Daventry, MH 7300 | SP5775061380 | SP5779061320 | [54 empty] | 3500 | mg/l | [54 empty] | 1 | l/s | [48 empty] | 10 | pH | 6 | pH | [18 empty] | 500 | mg/l | [16 empty] | 43 | °C | [8 empty] | 5 | m³/d
WHILTON STW | S01DANDYLIKA | Direction | Live | No | TEDI-0114-2023 | Dandy Lions Limited | 5 Whittle Close | Drayton Fields Industrial Estate | Daventry |  |  | NN11 8RQ | 21/08/2023 | Used waters generated in the processing of honey. | Dandy Lions Limited | Duddery Hill | Haverhill | Suffolk | England |  | CB9 8LG | the IBC in yard, prior to discharging to the public foul sewer | Whittle Close, Daventry, MH 9103 | SP5601064133 | SP5599464152 | [54 empty] | 70000 | mg/l | [54 empty] | 1 | l/s | [48 empty] | 10 | pH | 6 | pH | [18 empty] | 1000 | mg/l | [16 empty] | 43 | °C | [8 empty] | 1 | m³/d
WHILTON STW | S01MEGUIARKA1 | Consent | Live | No | TECO-0003-2024 | Meguiar's Trading Limited | 3 Lamport Court | Heartlands | Daventry | Northamptonshire |  | NN11 8UF | 09/01/2024 | Used waters arising from the external washing of vehicles. | Meguiar's Trading Limited | 3M Centre Cain Road | Bracknell | Berkshire |  |  | RG12 8HT | the private foul MH in the centre of the yard, prior to discharge to the public foul sewer | Lamport Court, Daventry, MH 0205 | SP5607364228 | SP5607364213 | [54 empty] | 2500 | mg/l | [54 empty] | 0.3 | l/s | [48 empty] | 11 | pH | 6 | pH | [18 empty] | 1000 | mg/l | [16 empty] | 43 | °C | [8 empty] | 1 | m³/d
WHILTON STW | S01SUEZCONKA1 | Direction | Live | No | TEDI-0067-2024 | WCS Services Limited | Lamport Drive | Heartlands Business Park | Daventry | Northamptonshire |  | NN11 8YH | 10/06/2024 | Used waters arising from the washdown of mixing vessels and containers used in the blending of water treatment chemicals along with the output regeneration of water softening system. | WCS Services Limited | C/O Marlowe PLC | 20 Grosvenor Place | London | England |  | SW1X 7HN | the outlet pipe of the treatment tank | Lamport Drive | SP5618064270 | SP5616664303 | [42 empty] | 5 | mg/l | [10 empty] | 7800 | mg/l | [40 empty] | 10000 | µg/l | [12 empty] | 2 | l/s | [32 empty] | 3 | mg/l | [14 empty] | 11 | pH | 6 | pH | [8 empty] | 400 | mg/l | [8 empty] | 2000 | mg/l | [8 empty] | 1800 | mg/l | [6 empty] | 43 | °C | [8 empty] | 25 | m³/d | [14 empty] | 5 | mg/l
WHILTON STW | S01PPEGASUKA | Direction | Live | No | TEDI-0091-2024 | Metokote UK Limited | Hackwood Road | High March Industrial Estate | Daventry | Northamptonshire |  | NN11 4ES | 15/07/2024 | Used water comprising treated rinsewaters only from phosphating process. | Metokote UK Limited | Hackwood Road | High March Industrial Estate | Daventry | Northamptonshire |  | NN11 4ES | the end point discharge pipe from the effluent treatment plant | Hackwood Road, Daventry | SP5843861518 | SP5833261533 | [54 empty] | 1500 | mg/l | [54 empty] | 7 | m³/hr | [32 empty] | 2 | mg/l | [14 empty] | 11 | pH | 6 | pH | [8 empty] | 50 | mg/l | [8 empty] | 300 | mg/l | [16 empty] | 43 | °C | [8 empty] | 225 | m³/d | [14 empty] | 5 | mg/l
WHILTON STW | S01ATKINSOKA2 | Direction | Live | No | TEDI-0136-2024 | Purepac Ltd | Baird Close | Drayton Fields Industrial Esate | Daventry |  |  | NN11 8RY | 18/11/2024 | Used water arising from the external washing of chemical containers, and occasional external vehicle washing. | Purepac Ltd | Pacioli House, 9 Brookfield | Duncan Close, Moulton Park | Northampton |  |  | NN3 6WL | a manhole in warehouse | Sopwith Way | SP5662364029 | SP5659164084 | [54 empty] | 2500 | mg/l | [54 empty] | 1 | l/s | [36 empty] | 250 | mg/l | [10 empty] | 11 | pH | 6 | pH | [18 empty] | 1000 | mg/l | [8 empty] | 1000 | mg/l | [6 empty] | 43 | °C | [8 empty] | 7 | m³/d
WHILTON STW | S01ATKINSOKA | Direction | Live | No | TEDI-0139-2024 | Purepac Ltd | 6, Baird Close | Drayton Fields | Daventry |  |  | NN11 8RY | 18/11/2024 | Used waters arising from the batch discharging of the internal washings of chemical containers, after settlement & pH correction. | Purepac Ltd | Pacioli House, 9 Brookfield | Duncan Close, Moulton Park | Northampton |  |  | NN3 6WL | a manhole in warehouse, prior to discharge to the public foul sewer. | Baird Close, Daventry | SP5662364029 | SP5659164084 | [54 empty] | 10000 | mg/l | [54 empty] | 1 | l/s | [36 empty] | 250 | mg/l | [10 empty] | 10 | pH | 6 | pH | [18 empty] | 850 | mg/l | [8 empty] | 1000 | mg/l | [6 empty] | 43 | °C | [8 empty] | 3 | m³/d | [14 empty] | 5 | mg/l
WHILTON STW | S01CSMUKLTKA | Direction | Live | No | TEDI-0144-2024 | Baker and Baker | 6, Newton Close | Drayton Fields Industrial Estate | Daventry | Northamptonshire |  | NN11 8RR | 02/12/2024 | Used water arising from washing of utensils, equipment and floors associated with a bakery. | Baker and Baker Products UK Limited | Stadium Road | Bromborough | Wirral | Cheshire |  | CH62 3NU | the manhole in the path by the reception area prior to discharging to the public foul sewer | Newton Close, Daventry | SP5617263803 | SP5612663815 | [54 empty] | 7000 | mg/l | [54 empty] | 5 | l/s | [36 empty] | 250 | mg/l | [10 empty] | 10 | pH | 6 | pH | [18 empty] | 2000 | mg/l | [16 empty] | 43 | °C | [8 empty] | 40 | m³/d
WHILTON STW | S01DAVENTRKA | Direction | Live | No | TEDI-0156-2024 | Daventry Metal Products Limited | Low March | Long March Industrial Estate | Daventry | Northamptonshire |  | NN11 4SD | 30/12/2024 | Used waters from the leak-testing of welded assemblies. | Daventry Metal Products Limited | Low March | Long March Industrial Estate | Daventry | Northamptonshire |  | NN11 4SD | a point within the factory, at the discharge from the sink in the leak test area | Low March, Daventry | SP5780061280 | SP5780461283 | [54 empty] | 250 | mg/l | [54 empty] | 1 | l/s | [48 empty] | 10 | pH | 6 | pH | [18 empty] | 100 | mg/l | [16 empty] | 43 | °C | [8 empty] | 1 | m³/d
WHILTON STW | S011327001KA1 | Consent | Live | No | TECO-0216-2025 | Prologis Apex Park DC9 | Apex Road | Parsons Road | Daventry, Northamptonshire |  |  | NN11 8RA | 19/12/2025 | Used water, after passage via an interceptor, from the external washing of vehicles only. | Hankook Tyre UK Limited | Hankook House | Parsons Road, Drayton Fields Industrial Estate | Northamptonshire |  |  | NN11 8RA | the private foul manhole in the car park, after the washdown and silt separator, prior to discharge to the public foul sewer | Parsons Road, Daventry, MH 6100 | SP5538464288 | SP5558764170 | [54 empty] | 2500 | mg/l | [54 empty] | 2 | l/s | [48 empty] | 11 | pH | 6 | pH | [18 empty] | 1000 | mg/l | [16 empty] | 43 | °C | [8 empty] | 0.3 | m³/d
WHILTON STW | S01EXELGS KA | Direction | Live | No | TEDI-0171-2025 | Excel (GS) Limited | 5 Daimler Close | Royal Oak Industrial estate | Daventry | Northamptonshire |  | NN11 8QJ | 31/12/2025 | Used waters arising from the cleaning of bulk containers used for the storage of hair treatment products. | Excel (GS) Limited | 5 Daimler Close | Royal Oak Industrial estate | Daventry, Northamptonshire |  |  | NN11 8QJ | the washing facility, prior to discharging to the public foul sewer | Daimler Close, Daventry, MH 0203 | SP5601063200 | SP5601063170 | [54 empty] | 75000 | mg/l | [54 empty] | 0.2 | l/s | [48 empty] | 10 | pH | 6 | pH | [18 empty] | 1000 | mg/l | [16 empty] | 43 | °C | [8 empty] | 0.05 | m³/d
WHILTON STW | S01BDLTOOLKA | Direction | Live | Yes | TEDI-0197-2025 | Daventry Metal Finishers Limited | 12 Bentley Way | Royal Oak Industrial Estate | Daventry, Northamptonshire |  |  | NN11 8QH | 23/03/2026 | Used waters arising from electroless nickel plating, anodising, zinc plating & cold chemi-blacking after pH correction. | Daventry Metal Finishers Limited | 12 Bentley Way | Royal Oak Industrial Estate | Daventry, Northamptonshire |  |  | NN11 8QH | the rinse tanks and pH correction, prior to discharge to the public foul sewer | Bentley Way, Daventry, MH 9204 | SP5595563211 | SP5596963208 | [48 empty] | 0.1 | mg/l |  |  |  |  | 1500 | mg/l | [16 empty] | 1 | mg/l | [36 empty] | 2 | l/s | [10 empty] | 1 | mg/l | [8 empty] | 0.01 | mg/l | [10 empty] | 2 | mg/l | [14 empty] | 10 | pH | 6 | pH | [18 empty] | 500 | mg/l | [16 empty] | 43 | °C | [8 empty] | 5 | m³/d | [14 empty] | 5 | mg/l
WHILTON STW | S011327002KA1 | Consent | Live | No | TECO-0240-2025 | Igne Group Limited T/A Terra Tek Limited | Unit 1, Caxton Close | Daventry, Northamptonshire |  |  |  | NN11 8RT | 09/01/2026 | Used waters arising from the testing and washing of soils. | Igne Group Limited | Overross House | Ross Park, Ross-On-Wye | Herefordshire | England |  | HR9 7US | the wash station, prior to discharge into the public foul sewer | Newton Close, Daventry, MH 1904 | SP5602863789 | SP5612663903 | [54 empty] | 2500 | mg/l | [54 empty] | 8 | l/s | [48 empty] | 10 | pH | 6 | pH | [18 empty] | 1000 | mg/l | [16 empty] | 43 | °C | [8 empty] | 1.5 | m³/d
WHITE NOTLEY STW | S01COLLINSKA1 | Direction | Live | No | TEDI-0078-2020 | G Collins & Sons Funeral Directors Limited | 4 The Street | White Notley | Witham | Essex |  | CM8 1RH | 19/10/2020 | Fluids generated from the embalming process. | G Collins & Sons Funeral Directors Limited | 4 The Street | White Notley | Witham | Essex |  | CM8 1RH | a point after discharge from the mortuary area and before discharge into the public foul sewer | The Street, White Notley | TL7858018400 | TL7856018380 | [54 empty] | 80000 | mg/l | [54 empty] | 0.1 | l/s | [36 empty] | 250 | mg/l | [10 empty] | 10 | pH | 6 | pH | [18 empty] | 10000 | mg/l | [8 empty] | 1000 | mg/l | [6 empty] | 43 | °C | [8 empty] | 0.05 | m³/d
WHITLINGHAM TROWSE STW | S01VIPFRETKA0 | Consent | Live | No | ACR 202 | VIP Bin Cleaning (City) | Rowan Cottages | 26 Post Office Road | Frettenham | Norwich | Norfolk | NR12 7AB | 07/12/2006 | Screened wastewaters from the cleaning of wheelie bins by a high pressure wash. | Martin Rooth (City) Ltd | Sanctuary House | Oulton Road North | Lowestoft | Suffolk |  | NR32 4QZ | at a point prior to discharge into the public sewer | at Post Office Road, Frettenham | TF2455017430 | TF2455017430 | [54 empty] | 2000 | mg/l | [54 empty] | 0.5 | l/s | [36 empty] | 100 | mg/l | [10 empty] | 11 | pH | 6 | pH | [18 empty] | 500 | mg/l | [8 empty] | 1000 | mg/l | [6 empty] | 45 | °C | [8 empty] | 0.25 | m³/d
WHITLINGHAM TROWSE STW | S01CENTRUMKA0 | Consent | Live | No | ACZ 543 | Norwich Research Partners LLP | Centrum | Norwich Research Park | Norwich |  |  | NR4 7UG | 15/08/2016 | Used water from laboratory and research activities. | Norwich Research Partners LLP | Centrum | Norwich Research Park | Norwich |  |  | NR4 7UG | in a manhole along the walkway in front of the Centrum building prior to connection to the public foul sewer | at manhole 0601 in the Centrum car park area | TG1806407653 | TG1808107652 | [54 empty] | 3000 | mg/l | [54 empty] | 0.3 | l/s | [48 empty] | 10 | pH | 6 | pH | [18 empty] | 1000 | mg/l | [16 empty] | 45 | °C | [8 empty] | 1.5 | m³/d
WHITLINGHAM TROWSE STW | S01NCAWBARKA | Consent | Live | No | ACZ 492 | Norfolk Clean A Wheelie | 5 Barnham Close | Norwich | Norfolk |  |  | NR5 9LQ | 05/05/2016 | Screened used waters arising from the cleaning of wheelie bins by a high pressure wash. | Mr Aidan Wilson - T/A Norfolk Clean A Wheelie | 35 Middleton Crescent | Costessey | Norwich | Norfolk |  | NR5 0PX | at manhole on the premises next to garage, prior to discharge to the public foul sewer | at Barnham Close | TG1712309426 | TG1712809431 | [54 empty] | 2000 | mg/l | [54 empty] | 0.5 | l/s | [48 empty] | 10 | pH | 6 | pH | [18 empty] | 1000 | mg/l | [16 empty] | 45 | °C | [8 empty] | 0.2 | m³/d
WHITLINGHAM TROWSE STW | S01NDESIRAKA0 | Consent | Live | No | ACZ 74 | Desira Nissan Norwich | Vulcan Road South | Hellesdon | Norwich |  |  | NR6 6AQ | 10/07/2014 | Used water arising from jet washing of vehicles for pre-delivery inspection. | Desira Group PLC | Victoria Road | Diss | Norfolk |  |  | IP22 4GS | at manhole to rear of wash bay unit, prior to discharging to the public foul sewer | at sewer 50316956, Vulcan Rd South | TG2196112056 | TG2203412062 | [54 empty] | 2500 | mg/l | [54 empty] | 0.5 | l/s | [36 empty] | 250 | mg/l | [10 empty] | 11 | pH | 6 | pH | [18 empty] | 1000 | mg/l | [8 empty] | 1000 | mg/l | [6 empty] | 45 | °C | [8 empty] | 3 | m³/d
WHITLINGHAM TROWSE STW | S01MARWOODKA0 | Consent | Live | No | ACZ 497 | Marwood Group Ltd | Diamond Road | Vulcan Road Industrial Estate | Norwich |  |  | NR6 6AW | 01/06/2016 | Used water, after passage via a sediment trap, arising from the external jet washing of plant hire equipment only. | Marwood Group Limited | 72 Roding Road | London Industrial Park | Beckton | London |  | E6 6JG | at a point within the premises, prior to discharging to the public foul sewer | at Diamond Road | TG2186312219 | TG2187412250 | [54 empty] | 2500 | mg/l | [54 empty] | 1 | l/s | [48 empty] | 11 | pH | 6 | pH | [18 empty] | 1000 | mg/l | [16 empty] | 45 | °C | [8 empty] | 1 | m³/d
WHITLINGHAM TROWSE STW | S01TSACARWKA | Consent | Live | No | ACZ 442 | Thorpe St Andrews Car Wash | 54b Yarmouth Road | Thorpe St Andrew | Norwich |  |  | NR7 0HE | 25/01/2016 | Used water from the external washing of vehicles. | Dritan Topalli - T/A Thorpe St Andrew Car Wash | 21 George Winter Court | Norwich | Norfolk |  |  | NR3 3RL | at a point prior to discharging to the public foul sewer | at public sewer, Yarmouth Road | TG2644108363 | TG2641208387 | [54 empty] | 2500 | mg/l | [54 empty] | 0.2 | l/s | [48 empty] | 11 | pH | 6 | pH | [18 empty] | 1000 | mg/l | [16 empty] | 45 | °C | [8 empty] | 1 | m³/d
WHITLINGHAM TROWSE STW | S01AUTCAREKA0 | Consent | Live | No | ACV 226 | Autocare Norfolk | 15 - 16 Hewett Yard | Hall Road | Norwich | Norfolk |  | NR1 2SE | 23/03/2011 | Wastewaters, after passage through a settlement sump, arising from the external washing of vehicles | Anthony Heather | t/a Autocare Norfolk | 15 - 16 Hewett Yard | Hall Road | Norwich | Norfolk | NR1 2SE | at the outlet from the settlement sump, adjacent to the premises, prior to discharging to the public foul sewer | at Randolf Road, Norwich | TG2296006850 | TG2304006560 | [54 empty] | 2500 | mg/l | [54 empty] | 1 | l/s | [36 empty] | 250 | mg/l | [10 empty] | 11 | pH | 6 | pH | [18 empty] | 1000 | mg/l | [8 empty] | 1000 | mg/l | [6 empty] | 45 | °C | [8 empty] | 2 | m³/d
WHITLINGHAM TROWSE STW | S01UEAWASHKA0 | Consent | Live | No | ACW 117 | University of East Anglia | Norwich Research Park | Norwich | Norfolk |  |  | NR4 7TJ | 13/12/2011 | Wastewater from the external washing of vehicles, tractors & vehicles carrying bagged domestic waste, after passage via a silt trap. | University of East Anglia | Norwich Research Park | Norwich | Norfolk |  |  | NR4 7TJ | at vehicle wash down after the silt trap and prior to discharge into the the public foul sewer | at manhole 50017348, Chancellors Drive | TG1922007270 | TG1922007270 | [54 empty] | 2500 | mg/l | [54 empty] | 0.05 | m³/hr | [36 empty] | 250 | mg/l | [10 empty] | 11 | pH | 6 | pH | [18 empty] | 1000 | mg/l | [8 empty] | 1000 | mg/l | [6 empty] | 45 | °C | [8 empty] | 0.25 | m³/d
WHITLINGHAM TROWSE STW | S01PHOENHCKA0 | Consent | Live | No | ACV 53 | Phoenix Healthcare Distribution Limited | Pinetrees Road | Norwich | Norfolk |  |  | NR7 9BB | 19/05/2010 | Wastewaters arising from the external vehicle washing after passage through a three stage interceptor | Phoenix Healthcare Distribution Limited | Rivington Road | Whitehouse Industrial estate | Runcorn | Cheshire |  | WA7 3DJ | at the manhole immediately after the interceptor prior to discharging to the public foul sewer | at Pinetress Road, Norwich | TG2581011080 | TG2581011020 | [54 empty] | 2000 | mg/l | [54 empty] | 7.5 | l/s | [36 empty] | 250 | mg/l | [10 empty] | 11 | pH | 6 | pH | [18 empty] | 1000 | mg/l | [8 empty] | 1000 | mg/l | [6 empty] | 45 | °C | [8 empty] | 0.5 | m³/d
WHITLINGHAM TROWSE STW | S01NCBJUPIKA1 | Consent | Live | No | ACV 83 | Smurfit Kappa Sheetfeeding | Jupiter Road | Norwich | Norfolk |  |  | NR6 6SJ | 21/06/2010 | Wastewaters, after passage through a settlement pit, arising from boiler blowdown procedures | Smurfit Kappa UK Limited | Cunard Building | Water Street | Pier Head | Liverpool |  | L3 1SF | at the manhole in the corner of the boiler house next to water softener | at Jupiter Road, Norwich | TG2204011960 | TG2210011830 | [54 empty] | 500 | mg/l | [54 empty] | 30 | l/s | [48 empty] | 12.5 | pH | 6 | pH | [18 empty] | 250 | mg/l | [8 empty] | 1000 | mg/l | [6 empty] | 45 | °C | [8 empty] | 1 | m³/d
WHITLINGHAM TROWSE STW | S01VIPWAVEKA0 | Consent | Live | No | ACV 213 | VIP Bin Cleaning (Waveney) | 40 Foster Road | Norwich, Norfolk |  |  |  | NR3 3PW | 11/02/2011 | Screened wastewater from the cleaning of wheelie bins. | Mr Anthony Turner - T/A Vip Bin Cleaning (Waveney) | 40 Foster Road | Norwich, Norfolk |  |  |  | NR3 3PW | at a point prior to discharge to the public foul sewer | at Foster Road, Norwich | TF2257011370 | TF2256011350 | [54 empty] | 2000 | mg/l | [54 empty] | 0.5 | l/s | [36 empty] | 250 | mg/l | [10 empty] | 10 | pH | 6 | pH | [18 empty] | 1000 | mg/l | [8 empty] | 1000 | mg/l | [6 empty] | 45 | °C | [8 empty] | 0.25 | m³/d
WHITLINGHAM TROWSE STW | S01BUILDBNKA0 | Consent | Live | No | ACW 20 | Norwich Buildbase | 93 -103 Barker Street | Norwich | Norfolk |  |  | NR2 4TQ | 25/07/2011 | Wastewater from the external jet washing of hire plant equipment & vehicles, after passage via an interceptor. | Grafton Merchanting GB Limited | PO Box 1224 | Pelham House | Canwick Road | Lincoln, Lincolnshire |  | LN5 8HG | at right hand side of shutter door of warehouse, prior to discharge to the public foul sewer. | at Manhole No. 2603 in Barker Street, Norwich | TG2233009610 | TG2229009670 | [54 empty] | 2500 | mg/l | [54 empty] | 1 | l/s | [36 empty] | 250 | mg/l | [10 empty] | 11 | pH | 6 | pH | [18 empty] | 1000 | mg/l | [8 empty] | 1000 | mg/l | [6 empty] | 45 | °C | [8 empty] | 3 | m³/d
WHITLINGHAM TROWSE STW | S01UCPZLCTKA0 | Consent | Live | No | ACY 114 | United Closures and Plastics Limited | Salhouse Road | Norwich | Norfolk |  |  | NR7 9AL | 24/09/2013 | Used waters arising from cooling tower bleed off | United Closures and Plastics Limited | 1 Steuart Road | Bridge of Allan | Stirling | Scotland |  | FK9 4JG | at the labelled tapping point on the back wall of the Archive store | at Manhole 3101 in Falcon Road, Norwich | TG2453011150 | TG2531011120 | [54 empty] | 1000 | mg/l | [54 empty] | 1 | l/s | [36 empty] | 250 | mg/l | [10 empty] | 10 | pH | 6 | pH | [18 empty] | 1000 | mg/l | [8 empty] | 1000 | mg/l | [6 empty] | 45 | °C | [8 empty] | 10 | m³/d
WHITLINGHAM TROWSE STW | S01VIPNORWKA0 | Consent | Live | No | ACQ 199 | VIP Bin Cleaning | 3 Barberry Close | Taverham | Norwich | Norfolk |  | NR8 6YH | 03/02/2006 | Wastewater from wheelie bin cleaning. | Mr Kevin Fitt | VIP Bin Cleaning Norwich City | 3 Barberry Close | Taverham | Norwich | Norfolk | NR8 6YH | at a point prior to discharge into the public foul sewer | in Barberry Road (manhole number 6602) | TG1567014650 | TG1567014650 | [54 empty] | 1500 | mg/l | [54 empty] | 0.5 | m³/hr | [36 empty] | 250 | mg/l | [10 empty] | 10 | pH | 6 | pH | [18 empty] | 1000 | mg/l | [8 empty] | 1000 | mg/l | [6 empty] | 45 | °C | [8 empty] | 1 | m³/d
WHITLINGHAM TROWSE STW | S01WHITERIKA0 | Consent | Live | No | ACZ 688 | Eriks Industrial Services Ltd | Unit 2 | 7 Burton Road | Norwich | Norfolk |  | NR6 6AX | 16/05/2017 | Used water from the steam cleaning of off-hired electrical & mechanical equipment, after passage through a washdown separator. | Eriks Industrial Services Limited | Amber Way | Halesowen | West Midlands |  |  | B62 8WG | at manhole following the washdown seperator | at Burton Road | TG2238712269 | TG2239912234 | [54 empty] | 2500 | mg/l | [54 empty] | 0.2 | l/s | [48 empty] | 10 | pH | 6 | pH | [18 empty] | 1000 | mg/l | [16 empty] | 45 | °C | [8 empty] | 0.15 | m³/d
WHITLINGHAM TROWSE STW | S01JEWMILEKA0 | Consent | Live | No | ACZ 174 | Jewson Ltd | Mile Cross Lane | Mason Road | Norwich |  |  | NR6 6RR | 25/11/2014 | Used waters after passage via an interceptor, arising from the external washing of vehicles & plant hire equipment. | Jewson Limited | Saint - Gobain House | Binley Business Park | Coventry |  |  | CV3 2TT | at a point prior to discharge to the public foul sewer | at a point between manholes 0601 & 0701 in Mason Road, Norwich | TG2214411683 | TG2209511658 | [54 empty] | 2500 | mg/l | [54 empty] | 1.5 | l/s | [48 empty] | 11 | pH | 6 | pH | [18 empty] | 1000 | mg/l | [8 empty] | 1000 | mg/l | [6 empty] | 45 | °C | [8 empty] | 2 | m³/d
WHITLINGHAM TROWSE STW | S01AQUANORKA0 | Consent | Live | No | ACU 66 | Aquawash Bin Cleaning | 5 Broom Close | Taverham | Norwich | Norfolk |  | NR8 6FS | 22/07/2009 | Screened wastewaters arising from the cleaning of domestic wheelie bins | Paul Baston | 5 Broom Close | Taverham | Norwich | Norfolk |  | NR8 6FS | at a point within the curtilage of the site discharging to the public foul sewer | Broom Close, Taverham | TG1622015070 | TG1623015070 | [54 empty] | 2000 | mg/l | [54 empty] | 0.1 | l/s | [36 empty] | 100 | mg/l | [10 empty] | 11 | pH | 6 | pH | [18 empty] | 1000 | mg/l | [8 empty] | 1000 | mg/l | [6 empty] | 45 | °C | [8 empty] | 0.4 | m³/d
WHITLINGHAM TROWSE STW | S01WHISINCKA0 | Consent | Live | No | ACZ 692 | Sinclair Atlas Service International Ltd | Jarrold Way | Bowthrope | Norwich |  |  | NR5 9JD | 31/05/2017 | Used water of compressor condensate after passage through an oil-water separator filter. | Sinclair Atlas Service International Limited | C/O Sinclair International | Jarrold Way | Bowthorpe | Norwich |  | NR5 9JD | at a point on the premises | at Jarrold Way | TG1788809781 | TG1780309792 | [54 empty] | 2000 | mg/l | [54 empty] | 1 | l/s | [48 empty] | 10 | pH | 6 | pH | [18 empty] | 1000 | mg/l | [16 empty] | 45 | °C | [8 empty] | 5 | m³/d
WHITLINGHAM TROWSE STW | S01WHINCAWKA0 | Consent | Live | No | ACZ 699 | Norfolk Clean A Wheelie | 35 Middleton Crescent | Norwich | Norfolk |  |  | NR5 0PX | 07/06/2017 | Screened used waters arising from the cleaning of wheelie bins by a high pressure wash. | Aidan Wilson - T/A Norfolk Clean A Wheelie | 35 Middleton Crescent | Norwich | Norfolk |  |  | NR5 0PX | at manhole within garden of premises | at Middleton Crescent | TG1764810588 | TG1764910595 | [54 empty] | 2000 | mg/l | [54 empty] | 0.5 | l/s | [48 empty] | 10 | pH | 6 | pH | [18 empty] | 1000 | mg/l | [16 empty] | 45 | °C | [8 empty] | 0.2 | m³/d
WHITLINGHAM TROWSE STW | S01BANNANRKA0 | Consent | Live | No | ACR 260 | Bannatynes Health & Raquet Club | Northside Business Park | Thorpe St. Andrew | Norwich | Norfolk |  | NR7 0HT | 06/03/2007 | Wastewater from the backwashing of swimming pool water and periodic emptying of pool contents. | Bannatynes Fitness Limited | Power House | Haughton Road | Darlington | County Durham |  | DL1 1ST | at a point porior to discharge into the public foul sewer | at Yarmouth Road | TG2796008730 | TG2796008730 | [54 empty] | 500 | mg/l | [54 empty] | 30 | l/s | [48 empty] | 10 | pH | 6 | pH | [18 empty] | 500 | mg/l | [8 empty] | 1000 | mg/l | [6 empty] | 45 | °C | [8 empty] | 15 | m³/d
WHITLINGHAM TROWSE STW | S01NHCWVULKA0 | Consent | Live | No | ACX 49 | Norwich Hand Car Wash | 10-11 Vulcan Road South | Norwich |  |  |  | NR6 6AG | 26/07/2012 | Wastewater arising from the external washing of vehicles only. | Mr Sul Morina | 30 Acres Way | Thorpe Marriott | Taverham | Norwich, Norfolk |  | NR8 6UT | at manhole between interceptor & pumping unit to rear of building, prior to discharging to the public foul sewer | at manhole 2801 in Vulcan Road South, Norwich | TG2217011830 | TG2223011830 | [54 empty] | 2500 | mg/l | [54 empty] | 0.5 | l/s | [36 empty] | 250 | mg/l | [10 empty] | 11 | pH | 6 | pH | [18 empty] | 1000 | mg/l | [8 empty] | 1000 | mg/l | [6 empty] | 45 | °C | [8 empty] | 6 | m³/d
WHITLINGHAM TROWSE STW | S01CITYLINKA0 | Consent | Live | No | ACT 36 | City Link Limited | Memorial Way | Norwich | Norfolk |  |  | NR7 0WH | 01/07/2008 | Wastewater, after passage via an interceptor, from the external washing of vehicles. | City Link Limited | Riverbank | The Meadows Business Park | Blackwater | Camberley | Surrey | GU17 9AB | at foul manhole 06 (after the interceptor) towards the top end of the site | at manhole No. 4200 in Memorial Way, Norwich | TG2843009150 | TG2842009210 | [54 empty] | 2000 | mg/l | [54 empty] | 0.2 | l/s | [36 empty] | 250 | mg/l | [10 empty] | 11 | pH | 6 | pH | [18 empty] | 1000 | mg/l | [8 empty] | 1000 | mg/l | [6 empty] | 45 | °C | [8 empty] | 7 | m³/d
WHITLINGHAM TROWSE STW | S01UEAMEDIKA0 | Consent | Live | No | ACZ 198 | University of East Anglia | Norwich Medical Research Building | Colney Lane | Norwich |  |  | NR4 7UY | 06/01/2015 | Used waters from education research laboratories, glass washing machines and sinks. | University Of East Anglia | University Plain | Norwich |  |  |  | NR4 7TJ | at easy lift manhole cover, external North East of building. | at North East premises, Southern boundary of John Innes centre | TG1801207276 | TG1808907426 | [54 empty] | 3000 | mg/l | [54 empty] | 2 | l/s | [36 empty] | 250 | mg/l | [10 empty] | 10 | pH | 6 | pH | [18 empty] | 1000 | mg/l | [8 empty] | 1000 | mg/l | [6 empty] | 45 | °C | [8 empty] | 22 | m³/d
WHITLINGHAM TROWSE STW | S01ROYALMNKA0 | Consent | Live | No | ACU 167 | Royal Mail - Norwich Local Depot (167) | 112 -118 Barker Street | Norwich | Norfolk |  |  | NR2 4HJ | 14/12/2009 | Wastewater from the external jet washing of vehicles only, after passage though a silt trap with interceptor | Royal Mail Group Limited | 100 Victoria Embankment | London |  |  |  | EC4Y 0HQ | at manhole in yard after silt trap/interceptor and prior to discharging to the public foul sewer | at Manhole 4301, Barker Street, Norwich | TG2241009370 | TG2243009390 | [54 empty] | 2000 | mg/l | [54 empty] | 0.25 | l/s | [36 empty] | 250 | mg/l | [10 empty] | 11 | pH | 6 | pH | [18 empty] | 1000 | mg/l | [8 empty] | 1000 | mg/l | [6 empty] | 45 | °C | [8 empty] | 0.3 | m³/d
WHITLINGHAM TROWSE STW | S01VIPBSTEKA0 | Consent | Live | No | ACY 13 | Vip Bin Cleaning (BSE) | 25 Fiennes Road | Thorpe St Andrews | Norwich | Norfolk |  | NR7 0YP | 10/05/2013 | Screened wastewater arising from the cleaning of wheelie bins by a high pressure wash. | Mr David Cubitt - T/A Vip Bin Cleaning (BSE) | 25 Fiennes Road | Thorpe St Andrews | Norwich | Norfolk |  | NR7 0YP | at the private manhole situated to the north of driveway at 25 Fiennes Road prior to combining with any domestic sewage | at Fiennes Road, Thorpe St Andrews. | TG2760010030 | TG2759010020 | [54 empty] | 2000 | mg/l | [54 empty] | 0.05 | l/s | [36 empty] | 250 | mg/l | [10 empty] | 10 | pH | 6 | pH | [18 empty] | 1000 | mg/l | [8 empty] | 1000 | mg/l | [6 empty] | 45 | °C | [8 empty] | 0.25 | m³/d
WHITLINGHAM TROWSE STW | S01ORWELHWKA0 | Consent | Live | No | ACZ 56 | Orwell Trucks Limited | 39 Hurricane Way | Norwich |  |  |  | NR6 6HE | 20/06/2014 | Used water, after passage via a 3 stage interceptor, arising from the external washing of vehicles only. | Orwell Trucks Limited | 28 Betts Avenue | Martlesham Heath Industrial Estate | Ipswich | Suffolk |  | IP5 3RD | at manhole at entrance to goods inwards | at manhole 5101, in Hurricane Way, Norwich | TG2248113091 | TG2251413094 | [54 empty] | 2500 | mg/l | [54 empty] | 1 | l/s | [36 empty] | 250 | mg/l | [10 empty] | 11 | pH | 6 | pH | [18 empty] | 1000 | mg/l | [8 empty] | 1000 | mg/l | [6 empty] | 45 | °C | [8 empty] | 0.6 | m³/d
WHITLINGHAM TROWSE STW | S01RSIDESPKA0 | Consent | Live | No | ACY 53 | Riverside Leisure Centre | Wherry Road | Norwich | Norfolk |  |  | NR1 1WX | 12/12/2013 | Used water from the backwash of swimming pool filters and periodic emptying of swimming pool contents. | D.C. Leisure Management Limited | 305 Grays Inn Road | London |  |  |  | WC1X 8QR | at the manhole outside the premises adjacent to the plant room | at manhole No. 9800 in Wherry Road, Norwich | TG2392507821 | TG2390407859 | [54 empty] | 1000 | mg/l | [10 empty] | 5 | mg/l | [42 empty] | 11 | l/s | [36 empty] | 250 | mg/l | [10 empty] | 10 | pH | 6 | pH | [18 empty] | 1000 | mg/l | [8 empty] | 1000 | mg/l | [6 empty] | 45 | °C | [8 empty] | 30 | m³/d
WHITLINGHAM TROWSE STW | S01ECBUSVRKA0 | Direction | Live | No | ADQ 128 | Bus Depot | 1 Vulcan Road South | Norwich | Norfolk |  |  | NR6 6AE | 01/04/2006 | Wastewater from vehicle washing. | First Eastern Counties Buses Limited | Rouen House | Rouen Road | Norwich | Norfolk |  | NR1 1RB | at a point prior to discharge into the public foul sewer | at Vulcan Road South, Norwich | TG2230011800 | TG2230011800 | [54 empty] | 1000 | mg/l | [54 empty] | 5 | m³/hr | [36 empty] | 250 | mg/l | [10 empty] | 11 | pH | 6 | pH | [18 empty] | 500 | mg/l | [8 empty] | 1000 | mg/l | [6 empty] | 45 | °C | [8 empty] | 25 | m³/d
WHITLINGHAM TROWSE STW | S01RELIHEIKA0 | Direction | Live | No | ADV 204 | Holden Renault | 22 Heigham Street | Norwich | Norfolk |  |  | NR2 4TF | 01/12/2010 | Wastewater, after passage through an interceptor, from the external washing of vehicles only. | Holden & Holden Limited | 22 Heigham Street | Norwich | Norfolk |  |  | NR2 4TF | at a point on premises, prior to discharge to the public foul sewer. | at Heigham Street, Norwich | TG2250009300 | TG2239009200 | [54 empty] | 2000 | mg/l | [54 empty] | 0.5 | l/s | [36 empty] | 250 | mg/l | [10 empty] | 11 | pH | 6 | pH | [18 empty] | 1000 | mg/l | [8 empty] | 1000 | mg/l | [6 empty] | 45 | °C | [8 empty] | 5 | m³/d
WHITLINGHAM TROWSE STW | S01WILLHIRKA3 | Direction | Live | No | ADT 332 | Anglian Willhire Ltd | Anson Road | Norwich Airport | Norwich | Norfolk |  | NR6 6ED | 01/05/2009 | Wastewaters, after passage via a three-stage interceptor, from the external steam cleaning of vehicles | Anglian Willhire Limited | Norflex House | Allington Way | Darlington | County Durham |  | DL1 4DY | after the interceptor and prior to discharging to the public foul sewer | in Anson Road, Norwich | TG2200012800 | TG2200012800 | [54 empty] | 2000 | mg/l | [54 empty] | 1 | l/s | [36 empty] | 250 | mg/l | [10 empty] | 11 | pH | 6 | pH | [18 empty] | 1000 | mg/l | [8 empty] | 1000 | mg/l | [6 empty] | 45 | °C | [8 empty] | 20 | m³/d
WHITLINGHAM TROWSE STW | S01NORHILTKA0 | Direction | Live | No | ADZ 297 | Health Centre | C/o Holiday Inn Norwich North | Amsterdam Way | Cromer Road |  |  | NR6 6EP | 01/10/2015 | Used waters from swimming pool and spar filter backwash and periodic drain down of pool contents. | Kew Green Hotels Limited | 2nd Floor Dome Building | The Quadrant | Richmond | Surrey |  | TW9 1DT | at a point near the corner of the building prior to hotel foul water pumping station (TG 2143212898) | at manhole no 3800, at Delft Way, Norwich | TG2143312890 | TG2143212898 | [54 empty] | 1000 | mg/l | [10 empty] | 5 | mg/l | [42 empty] | 8 | l/s | [48 empty] | 10 | pH | 6 | pH | [18 empty] | 1000 | mg/l | [16 empty] | 45 | °C | [8 empty] | 5 | m³/d
WHITLINGHAM TROWSE STW | S01WHIVIPYKA0 | Consent | Live | No | ACZ 621 | VIP Bin Cleaning (Great Yarmouth) | 29 Denton Road | Norwich | Norfolk |  |  | NR3 4DP | 20/12/2016 | Screened used water from the cleaning of wheelie bins. | Mr Lee Kelf - T/A VIP Bin Cleaning (Great Yarmouth) | 29 Denton Road | Norwich | Norfolk |  |  | NR3 4DP | at disposal drain on property | at Denton Road | TG2378311127 | TG2378711149 | [54 empty] | 2000 | mg/l | [54 empty] | 0.3 | l/s | [48 empty] | 10 | pH | 6 | pH | [18 empty] | 1000 | mg/l | [16 empty] | 45 | °C | [8 empty] | 0.25 | m³/d
WHITLINGHAM TROWSE STW | S01JOHNINNKA3 | Direction | Live | No | ADZ 986 | John Innes Centre | Norwich Research Park | Colney, Norwich |  |  |  | NR4 7UH | 31/05/2017 | Used waters arising from life science research laboratories, glass washing machines and non-hazardous media preparation. | John Innes Centre | Norwich Research Park | Colney | Norwich | Norfolk |  | NR4 7UH | at a point under the chiller unit situated on the east side of the Sainsbury Laboratory | at Manhole Number 2602 within the curtilage of the John Innes Site | TG1826007600 | TG1826007600 | [54 empty] | 2000 | mg/l | [54 empty] | 1 | l/s | [48 empty] | 10 | pH | 6 | pH | [18 empty] | 1000 | mg/l | [16 empty] | 45 | °C | [8 empty] | 10 | m³/d
WHITLINGHAM TROWSE STW | S01JOHNINNKA4 | Direction | Live | No | ADZ 987 | John Innes Centre | Norwich Research Park | Colney, Norwich |  |  |  | NR4 7UH | 31/05/2017 | Used waters arising from life science research laboratories, glass washing machines and non-hazardous media preparation. | John Innes Centre | Norwich Research Park | Colney | Norwich | Norfolk |  | NR4 7UH | at a point outside the workshops adjacent to the Sainsbury Laboratory | at Manhole 2604 within the curtilage of the John Innes Site | TG1822007610 | TG1822007610 | [54 empty] | 2000 | mg/l | [54 empty] | 5.5 | l/s | [48 empty] | 10 | pH | 6 | pH | [18 empty] | 1000 | mg/l | [16 empty] | 45 | °C | [8 empty] | 20 | m³/d
WHITLINGHAM TROWSE STW | S01UEACENTKA0 | Consent | Live | No | ACZ 601 | University of East Anglia | Central (Building 126) | Cow Drive | Norwich | Norfolk |  | NR4 7TJ | 14/11/2016 | Used water from the laundering of clothes. | University of East Anglia | University Drive | Norwich Research Park | Norwich | Norfolk |  | NR4 7TJ | at a point within central building launderette | at Bluebell Road | TG1985507923 | TG1992507955 | [54 empty] | 2000 | mg/l | [54 empty] | 1 | l/s | [48 empty] | 11 | pH | 6 | pH | [18 empty] | 1000 | mg/l | [16 empty] | 45 | °C | [8 empty] | 9 | m³/d
WHITLINGHAM TROWSE STW | S01JOHNINNKA6 | Direction | Live | No | ADZ 989 | John Innes Centre | Norwich Research Centre | Colney, Norwich |  |  |  | NR4 7UH | 31/05/2017 | Used waters arising from life science research laboratories, glass washing machines and non-hazardous media preparation. | John Innes Centre | Norwich Research Centre | Colney | Norwich |  |  | NR4 7UH | at a point adjacent to the Chatt Building and theatre, West Side | at Manhole No 3542484, Little Melton Sewer on John Innes Site | TG1805007570 | TG1800007630 | [54 empty] | 2000 | mg/l | [54 empty] | 10 | l/s | [48 empty] | 10 | pH | 6 | pH | [18 empty] | 1000 | mg/l | [16 empty] | 45 | °C | [8 empty] | 50 | m³/d
WHITLINGHAM TROWSE STW | S01DINGLESKA0 | Direction | Live | No | ADY 293 | Dingles Motor Group Limited | Delft Way | Fifers Lane | Norwich, Norfolk |  |  | NR6 6BB | 01/02/2014 | Used water, having passed via interceptor pre-treatment, arising from the jet washing of vehicles. | Dingles Motor Group Limited | Buckenham Road | Attleborough | Norfolk |  |  | NR17 1NB | at manhole 4701, Fifers Lane, adjacent to the oaks (PH) | at Fifers Lane (Manhole No. 4701). | TG2411012720 | TG2411012720 | [54 empty] | 2500 | mg/l | [54 empty] | 1.5 | l/s | [36 empty] | 250 | mg/l | [10 empty] | 11 | pH | 6 | pH | [18 empty] | 1000 | mg/l | [8 empty] | 1000 | mg/l | [6 empty] | 45 | °C | [8 empty] | 1 | m³/d
WHITLINGHAM TROWSE STW | S01ASDANORKA0 | Direction | Live | No | ADV 262 | Asda Stores Limited | Boundary Road | Norwich | Norfolk |  |  | NR6 5DT | 02/01/2011 | Wastewater from automatic car wash, after passage through silt trap/interceptor | Asda Stores Limited | Asda House | South Bank | Great Wilson Street | Leeds |  | LS11 5AD | at a point on the premises prior to discharging to the public foul sewer. | at the rear of the Filling Station, adjacent to Boundary Road, Norwich | TG2100011200 | TG2095011140 | [54 empty] | 2500 | mg/l | [54 empty] | 5 | m³/hr | [36 empty] | 250 | mg/l | [10 empty] | 11 | pH | 6 | pH | [18 empty] | 1000 | mg/l | [8 empty] | 1000 | mg/l | [6 empty] | 45 | °C | [8 empty] | 10 | m³/d
WHITLINGHAM TROWSE STW | S01FIRSSERKA0 | Direction | Live | No | ADZ 120 | Petrogas Group UK Limited T/A Applegreen | The Firs Service Station | 162 Cromer Road | Norwich |  |  | NR6 6XA | 01/11/2014 | Used water from external washing of vehicles by both automatic and jet washing. | Petrogas Group UK Limited | 200 Strand | London |  |  |  | WC2R 1DJ | at a point prior to discharge into the public sewer | within curtilage of premises on left hand edge draining to Cromer Road | TG2138512604 | TG2138512604 | [54 empty] | 2500 | mg/l | [54 empty] | 0.5 | l/s | [36 empty] | 250 | mg/l | [10 empty] | 11 | pH | 6 | pH | [18 empty] | 1000 | mg/l | [8 empty] | 1000 | mg/l | [6 empty] | 45 | °C | [8 empty] | 10 | m³/d
WHITLINGHAM TROWSE STW | S01AVERDRAKA0 | Direction | Live | No | ADZ 117 | Applegreen | Drayton Cross Service Station | 3 Fakenham Road | Drayton, Norwich |  |  | NR8 6PL | 01/11/2014 | Used water, after passage via an interceptor, from the external washing of vehicles in an automatic car wash. | Petrogas Group UK Limited T/A Applegreen | 200 Strand | London |  |  |  | WC2R 1DJ | at a point prior to entry into the public foul sewer | at manhole number 9601 in Fakenham Road, Drayton | TG1801013580 | TG1799013570 | [54 empty] | 2500 | mg/l | [54 empty] | 0.5 | l/s | [36 empty] | 250 | mg/l | [10 empty] | 11 | pH | 6 | pH | [18 empty] | 1000 | mg/l | [8 empty] | 1000 | mg/l | [6 empty] | 45 | °C | [8 empty] | 10 | m³/d
WHITLINGHAM TROWSE STW | S01WMORRISKA0 | Direction | Live | No | ADZ 109 | WM Morrison Supermarket Plc | Carrow Road | Norwich | Norfolk |  |  | NR1 1WU | 01/11/2014 | Used waters from an automatic carwash and jet washing of vehicles after passing through an interceptor. | WM MORRISON SUPERMARKETS PLC | HILMORE HOUSE | GAIN LANE | BRADFORD | WEST YORKSHIRE |  | BD3 7DL | at a point after the interceptor, prior to discharging to the public foul sewer | at manhole No. 0906 at Koblenz Avenue, Norwich | TG2391008220 | TG2391008220 | [54 empty] | 2500 | mg/l | [54 empty] | 0.5 | l/s | [36 empty] | 250 | mg/l | [10 empty] | 11 | pH | 6 | pH | [18 empty] | 1000 | mg/l | [8 empty] | 1000 | mg/l | [6 empty] | 45 | °C | [8 empty] | 12 | m³/d
WHITLINGHAM TROWSE STW | S01NORMONTKA0 | Consent | Live | No | ACZ 556 | Monthind Clean LLP | Unit 6A | Abbey Farm Commercial Park | Horsham St Faith | Norwich |  | NR10 3JU | 07/09/2016 | Used waters from reverse osmosis water treatment plant. | Tony Clarke Tony Felgate, Geoff Walker, Simon Biggs | T/A Monthind Clean LLP | 91 London Road | Copford | Colchester | Essex | CO6 1LG | at a point after discharge, prior to entry to the public foul sewer | at Church Street, Horsham Saint Faith | TG2148515180 | TG2152815066 | [54 empty] | 2000 | mg/l | [54 empty] | 0.5 | l/s | [48 empty] | 10 | pH | 6 | pH | [18 empty] | 1000 | mg/l | [16 empty] | 45 | °C | [8 empty] | 1 | m³/d
WHITLINGHAM TROWSE STW | S01ECLIPNOKA0 | Direction | Live | No | ADZ 123 | Virgin Active | Drayton High Road | Hellesdon | Norwich, Norfolk |  |  | NR6 5DU | 01/11/2014 | Used water from the filter backwashing process and the periodic drain-down of swimming pool contents. | Virgin Active Limited | 100 Aldersgate Street | London |  |  |  | EC1A 4LX | at a point prior to discharge into the public foul sewer | at the rear of the sports centre, between manhole's 8302 and 8301 | TG2085011340 | TG2085011340 | [54 empty] | 1000 | mg/l | [10 empty] | 5 | mg/l | [42 empty] | 3 | l/s | [36 empty] | 250 | mg/l | [10 empty] | 10 | pH | 6 | pH | [18 empty] | 1000 | mg/l | [8 empty] | 1000 | mg/l | [6 empty] | 45 | °C | [8 empty] | 6 | m³/d
WHITLINGHAM TROWSE STW | S01ERACNORKA0 | Consent | Live | No | ACY 14 | Enterprise Rent-a-Car UK Limited | 22 Heigham Street | Norwich | Norfolk |  |  | NR2 4TF | 22/05/2013 | Wastewaters from the external washing of hire vehicles. | Enterprise Rent-a-Car UK Limited | Delta Way | Egham | Surrey |  |  | TW20 8RX | at a point after treatment in the silt trap, adjacent to the building | at manhole No. 3202, Heigham Street, Norwich | TG2238009250 | TG2238009220 | [54 empty] | 2500 | mg/l | [54 empty] | 0.2 | l/s | [36 empty] | 250 | mg/l | [10 empty] | 11 | pH | 6 | pH | [18 empty] | 1000 | mg/l | [8 empty] | 1000 | mg/l | [6 empty] | 45 | °C | [8 empty] | 2 | m³/d
WHITLINGHAM TROWSE STW | S01WOODSALKA0 | Direction | Live | No | ADX 202 | C J Ball Limited | Woodlands | Salhouse Road | Norwich | Norfolk |  | NR7 9AB | 01/12/2012 | Wastewater, after passage through a three stage interceptor, from a vehicle and motorbike jet wash. | C J Ball Limited | Woodlands | Salhouse Road | Norwich | Norfolk |  | NR7 9AB | at a point after the three stage interceptor, prior to discharge to the public foul sewer. | at Salhouse Road, Norwich | TG2611010580 | TG2612011030 | [54 empty] | 2500 | mg/l | [54 empty] | 1 | m³/hr | [36 empty] | 250 | mg/l | [10 empty] | 11 | pH | 6 | pH | [18 empty] | 1000 | mg/l | [8 empty] | 1000 | mg/l | [6 empty] | 45 | °C | [8 empty] | 1 | m³/d
WHITLINGHAM TROWSE STW | S01POSTOFFKA0 | Direction | Live | No | ADT 401 | Royal Mail Letters | Head Post Office | 13-17 Thorpe Road | Norwich | Norfolk |  | NR1 1AA | 01/05/2009 | Wastewater, after passage via a three-stage interceptor, from an automatic vehicle wash and from the steam cleaning of vehicles, engines and associated components. | Royal Mail Limited | 148 Old Street | London |  |  |  | EC1V 9HQ | at the manhole in the yard after the three stage interceptor located adjacent to the road transport workshop and wash bay | at Lower Clarence Road, Norwich | TG2410008400 | TG2410008400 | [54 empty] | 2000 | mg/l | [54 empty] | 1 | l/s | [36 empty] | 250 | mg/l | [10 empty] | 11 | pH | 6 | pH | [18 empty] | 1000 | mg/l | [8 empty] | 1000 | mg/l | [6 empty] | 45 | °C | [8 empty] | 11 | m³/d
WHITLINGHAM TROWSE STW | S01GRILAUNKA0 | Direction | Live | No | ADT 334 | Hall Road Laundromat | 18-20 Hall Road | Norwich | Norfolk |  |  | NR1 3HQ | 01/05/2009 | Wastewaters from the laundering of domestic items only | Peter James Griffiths | Hall Road Laundromat | 18 - 20 Hall Road | Norwich | Norfolk |  | NR1 3HQ | at a point to the rear of the property prior to discharging to the public foul sewer | Hall Road, Norwich | TG2340007700 | TG2340007700 | [54 empty] | 2000 | mg/l | [54 empty] | 2 | l/s | [36 empty] | 100 | mg/l | [10 empty] | 10 | pH | 6 | pH | [18 empty] | 1000 | mg/l | [8 empty] | 1000 | mg/l | [6 empty] | 45 | °C | [8 empty] | 14 | m³/d
WHITLINGHAM TROWSE STW | S01RINGSERKA0 | Direction | Live | No | ADZ 476 | Ring Service Station | Mile Cross Lane | Norwich |  |  |  | NR6 6SH | 01/02/2016 | Used water, arising after passage via an interceptor, from the external washing of vehicles only. | Malthurst Petroleum Limited | Vincent House | 4 Grove Lane | Epping | Essex |  | CM16 4LH | at a point prior to discharging to the public foul sewer | Mile Cross Lane, Norwich | TG2230011800 | TG2230011800 | [54 empty] | 2500 | mg/l | [54 empty] | 1 | l/s | [48 empty] | 11 | pH | 6 | pH | [18 empty] | 1000 | mg/l | [16 empty] | 45 | °C | [8 empty] | 5 | m³/d
WHITLINGHAM TROWSE STW | S01SOLUSXXKA0 | Direction | Live | No | ADY 241 | Gladwins Norwich | 4-8 Whiffler Road | Norwich, Norfolk |  |  |  | NR3 2BH | 01/02/2014 | Used water, following settlement, from the jet washing of vehicles. | Derek Gladwin Limited | Gladwins Body Repair Centre | Bakewell Road, Orton Southgate | Peterborough, Cambridgeshire |  |  | PE2 6XU | at the second lightweight manhole cover after the vehicle wash pad | at a point between manholes 0701 and 1601 in Whiffler Road, Norwich | TG2116010710 | TG2109010750 | [54 empty] | 2500 | mg/l | [54 empty] | 2 | l/s | [36 empty] | 250 | mg/l | [10 empty] | 11 | pH | 6 | pH | [18 empty] | 1000 | mg/l | [8 empty] | 1000 | mg/l | [6 empty] | 45 | °C | [8 empty] | 2 | m³/d
WHITLINGHAM TROWSE STW | S01JOHNINNKA0 | Direction | Live | No | ADZ 984 | John Innes Centre | Norwich Research Park | Colney, Norwich |  |  |  | NR4 7UH | 31/05/2017 | Used waters arising from the life science research laboratories, glass washing machines and non-hazardous media preparation. | John Innes Centre | Norwich Research Park | Colney | Norwich | Norfolk |  | NR4 7UH | at a point between Building 21 and Colney Lane | at manhole number 2501 in Colney Lane, Norwich | TG1828007520 | TG1829007510 | [54 empty] | 2000 | mg/l | [54 empty] | 3 | l/s | [48 empty] | 10 | pH | 6 | pH | [18 empty] | 1000 | mg/l | [16 empty] | 45 | °C | [8 empty] | 30 | m³/d
WHITLINGHAM TROWSE STW | S01JOHNINNKA2 | Direction | Live | No | ADZ 985 | John Innes Centre | Norwich Research Park | Colney, Norwich |  |  |  | NR4 7UH | 31/05/2017 | Used waters arising from horticultural services buildings, including those treated by the Sentinel pesticide treatment system and from life science research laboratories, glass washing machines and non-hazardous media preparation. | John Innes Centre | Norwich Research Park | Colney | Norwich | Norfolk |  | NR4 7UH | at a point adjacent to the seed store behind the Braithwaite Tanks | at Manhole Number 2501 in Colney Lane, Norwich | TG1828007450 | TG1829007510 | [54 empty] | 2000 | mg/l | [54 empty] | 20 | l/s | [48 empty] | 10 | pH | 6 | pH | [18 empty] | 1000 | mg/l | [16 empty] | 45 | °C | [8 empty] | 14 | m³/d
WHITLINGHAM TROWSE STW | S01JRBURROKA0 | Direction | Live | No | ADT 367 | Launderette | 179A Dereham Road | Norwich | Norfolk |  |  | NR2 3TB | 01/05/2009 | Wastewaters from the laundering of domestic items only. | Mr John Rowland & Mrs Joyce Irine Burrows | 3 Falcon Road West | Sprowston | Norfolk |  |  | NR7 8NU | at a point prior to entry into the public foul sewer | at Nelson Street, Norwich | TG2180009100 | TG2173009110 | [54 empty] | 2000 | mg/l | [54 empty] | 1 | l/s | [36 empty] | 100 | mg/l | [10 empty] | 10 | pH | 6 | pH | [18 empty] | 500 | mg/l | [8 empty] | 1000 | mg/l | [6 empty] | 45 | °C | [8 empty] | 18 | m³/d
WHITLINGHAM TROWSE STW | S01BUSSEYXKA3 | Direction | Live | No | ADU 139 | Bussey & Sabberton Brothers Ltd | PDI Centre (Pre-Delivery Centre) | Tower House | 24 Whiffler Road | Norwich | Norfolk | NR3 2AZ | 12/06/2009 | Wastewaters, after passage through a two stage interceptor, arising from the steam cleaning of vehicles | Bussey & Sabberton Brothers Limited | 95 Whiffler Road | Norwich | Norfolk |  |  | NR3 2EU | at a point within the site prior to discharging to the public foul sewer | in Whiffler Road, Norwich | TG2110010900 | TG2110010900 | [54 empty] | 2000 | mg/l | [16 empty] | 3 | mg/l | [36 empty] | 1 | l/s | [36 empty] | 250 | mg/l | [10 empty] | 11 | pH | 6 | pH | [18 empty] | 1000 | mg/l | [8 empty] | 1000 | mg/l | [6 empty] | 45 | °C | [8 empty] | 5 | m³/d | [14 empty] | 5 | mg/l
WHITLINGHAM TROWSE STW | S01TESCONOKA0 | Direction | Live | No | ADV 356 | Tesco Stores Limited | Ipswich Road | Norwich | Norfolk |  |  | NR4 6DZ | 01/03/2011 | Wastewater from the external washing of vehicles only, after passage through an interceptor. | Tesco Stores Limited | Tesco House | Delamare Road | Cheshunt | Hertfordshire |  | EN8 9SL | at a point on the premises prior to discharge to the public foul sewer. | on the premises adjacent to the vehicle wash on Ipswich Road, Norwich | TG2197004740 | TG2197004750 | [54 empty] | 2500 | mg/l | [54 empty] | 3 | m³/hr | [36 empty] | 250 | mg/l | [10 empty] | 11 | pH | 6 | pH | [18 empty] | 1000 | mg/l | [8 empty] | 1000 | mg/l | [6 empty] | 45 | °C | [8 empty] | 15 | m³/d
WHITLINGHAM TROWSE STW | S01JOHNINNKA5 | Direction | Live | No | ADZ 988 | John Innes Centre | Norwich Research Park | Colney, Norwich |  |  |  | NR4 7UH | 31/05/2017 | Used waters arising from life science research laboratories, glass washing machines, and non-hazardous media preparation. | John Innes Centre | Norwich Research Park | Colney | Norwich | Norfolk |  | NR4 7UH | at a point outside the workshops adjacent to the Sainsbury Laboratory | at Manhole Number 2604 within the curtilage of the John Innes site | TG1822007610 | TG1822007610 | [54 empty] | 2000 | mg/l | [54 empty] | 3.5 | l/s | [48 empty] | 10 | pH | 6 | pH | [18 empty] | 1000 | mg/l | [16 empty] | 45 | °C | [8 empty] | 20 | m³/d
WHITLINGHAM TROWSE STW | S01JEWNORWKA0 | Direction | Live | No | ADX 474 | Jewsons | Newmarket Road | Cringleford | Norwich |  |  | NR4 6UE | 01/02/2014 | Used waters, after passage through a suitably sized and maintained interceptor, arising from the external washing of vehicles and plant hire equipment. | Jewson Limited | Saint - Gobain House | Binley Business Park | Coventry | Warwickshire |  | CV3 2TT | at the manhole situated after the interceptor and prior to discharge into the public foul sewer | at Intwood Road, Norwich | TG1981005700 | TG1981005700 | [54 empty] | 2500 | mg/l | [54 empty] | 0.15 | l/s | [36 empty] | 250 | mg/l | [10 empty] | 11 | pH | 6 | pH | [18 empty] | 1000 | mg/l | [8 empty] | 1000 | mg/l | [6 empty] | 45 | °C | [8 empty] | 0.5 | m³/d
WHITLINGHAM TROWSE STW | S01HARTHALKA | Direction | Live | No | ADX 482 | Thurlow Nunn | 591 Hall Road | Norwich | Norfolk |  |  | NR4 6AJ | 01/04/2013 | Wastewater arising from the external washing of vehicles. | Thurlow Nunn (JV) Ltd | Wisbech Road | Littleport | Ely | Cambridgeshire |  | CB6 1RA | at a point prior to discharging to the public foul sewer. | at Oldhall Road, Norwich | TG2212005280 | TG2218005250 | [54 empty] | 2500 | mg/l | [54 empty] | 0.14 | l/s | [36 empty] | 250 | mg/l | [10 empty] | 11 | pH | 6 | pH | [18 empty] | 1000 | mg/l | [8 empty] | 1000 | mg/l | [6 empty] | 45 | °C | [8 empty] | 6 | m³/d
WHITLINGHAM TROWSE STW | S01EARLDRYKA | Direction | Live | No | ADX 345 | Dairy Crest Limited | Dairy Distribution Department | Earlham Green Lane | Norwich |  |  | NR4 7TE | 01/03/2013 | Wastewater from the external washing of vehicles only. | Dairy Crest Limited | Claygate House | Littleworth Road | Esher, Surrey |  |  | KT10 9PN | at a point of discharge to the public foul sewer | at Earlham Green Lane, between manholes 8501 & 9402 | TG1980008490 | TG1984008550 | [54 empty] | 2500 | mg/l | [54 empty] | 5 | l/s | [36 empty] | 250 | mg/l | [10 empty] | 11 | pH | 6 | pH | [18 empty] | 1000 | mg/l | [8 empty] | 1000 | mg/l | [6 empty] | 45 | °C | [8 empty] | 2 | m³/d
WHITLINGHAM TROWSE STW | S01PLUMSSSKA0 | Direction | Live | No | ADU 188 | Plumstead Road Filling Station | Plumstead Road | Norwich | Norwich |  |  | NR1 4JT | 01/10/2009 | Wastewater from an automatic vehicle wash only, after passage via a three-stage interceptor. | Shell UK Limited | Shell Centre | London |  |  |  | SE1 7NA | from a point of entry into the public foul sewer | at Plumstead Road,Norwich | TG2580000940 | TG2580000940 | [54 empty] | 2000 | mg/l | [54 empty] | 1 | m³/hr | [36 empty] | 250 | mg/l | [10 empty] | 11 | pH | 6 | pH | [18 empty] | 1000 | mg/l | [8 empty] | 1000 | mg/l | [6 empty] | 45 | °C | [8 empty] | 10 | m³/d
WHITLINGHAM TROWSE STW | S01THICKTHKA0 | Direction | Live | No | ADW 183 | Thickthorn Service Station | Norwich Road | Hethersett | Norwich | Norfolk |  | NR9 3AU | 01/01/2012 | Wastewaters from automatic roller wash & jet wash of vehicles. | Rontec Watford Limited | 13-14 Esplanade | St Helier | Jersey |  |  | JE1 1BD | at point prior to discharge to the public foul sewer | at the rising main on Norwich Road, Hethersett | TG1780005500 | TG1780005090 | [54 empty] | 2500 | mg/l | [54 empty] | 1 | m³/hr | [36 empty] | 250 | mg/l | [10 empty] | 11 | pH | 6 | pH | [18 empty] | 1000 | mg/l | [8 empty] | 1000 | mg/l | [6 empty] | 45 | °C | [8 empty] | 12 | m³/d
WHITLINGHAM TROWSE STW | S01IMONORWKA0 | Direction | Live | No | ADV 210 | ARC Car Wash | Havers Road | Norwich | Norfolk |  |  | NR3 2DU | 01/01/2011 | Wastewaters arising from the external washing of vehicles, after passage through an interceptor | Anduff Car Wash Limited | 35 - 37 Amersham Hill | High Wycombe | Buckinghamshire |  |  | HP13 6NU | at a point after the interceptor and prior to discharging to the public foul sewer | at Drayton Road, Norwich | TG2208010120 | TG2208010120 | [54 empty] | 2000 | mg/l | [54 empty] | 2 | l/s | [36 empty] | 250 | mg/l | [10 empty] | 11 | pH | 6 | pH | [18 empty] | 1000 | mg/l | [8 empty] | 1000 | mg/l | [6 empty] | 45 | °C | [8 empty] | 20 | m³/d
WHITLINGHAM TROWSE STW | S01WASHINNKA0 | Direction | Live | No | ADT 336 | The Wash Inn | 31b Thorpe Road | Norwich | Norfolk |  |  | NR1 1UH | 01/05/2009 | Wastewaters arising from the laundering of domestic items only | Steven Knowles | The Wash Inn | 31b Thorpe Road | Norwich | Norfolk |  | NR1 1UH | at a point to the rear of Stracey House Hotel prior to discharging to the public foul sewer | in Stracey Road, Norwich | TG2424008280 | TG2424008280 | [54 empty] | 2000 | mg/l | [54 empty] | 2 | l/s | [36 empty] | 100 | mg/l | [10 empty] | 11 | pH | 6 | pH | [18 empty] | 500 | mg/l | [8 empty] | 1000 | mg/l | [6 empty] | 45 | °C | [8 empty] | 10 | m³/d
WHITLINGHAM TROWSE STW | S01CMNMAGDKA0 | Direction | Live | No | ADX 297 | Magdalen Launderette | 2 Magdalen Road | Norwich | Norfolk |  |  | NR3 4AE | 01/01/2013 | Wastewaters from the laundering of domestic items only. | Mr Christopher Burrows | 75 Blackwell Avenue | Sprowston | Norwich | Norfolk |  | NR7 8XW | at the manhole in the car parking area at the far left hand side of the premises | at a point between manholes 0603 and 0608 in Magpie Road, Norwich | TG2312009670 | TG2312009670 | [54 empty] | 2000 | mg/l | [54 empty] | 2 | l/s | [36 empty] | 100 | mg/l | [10 empty] | 11 | pH | 6 | pH | [18 empty] | 1000 | mg/l | [8 empty] | 1000 | mg/l | [6 empty] | 45 | °C | [8 empty] | 5 | m³/d
WHITLINGHAM TROWSE STW | S01CONOARDKA0 | Direction | Live | No | ADZ 846 | Broadside Filling Station (FS217) | 174 Aylsham Road | Norwich | Norfolk |  |  | NR3 2HJ | 01/12/2016 | Used water, after passage via a three-stage interceptor, from the external washing of vehicles only using an automatic vehicle wash. | Motor Fuel Limited | Building 2, Abbey View | Everard Close | St Albans | Hertfordshire |  | AL1 2QU | at a point prior to entry into the public foul sewer | at Aylsham Road, Norwich | TG2221010460 | TG2221010460 | [54 empty] | 2500 | mg/l | [54 empty] | 1 | l/s | [48 empty] | 11 | pH | 6 | pH | [18 empty] | 1000 | mg/l | [16 empty] | 45 | °C | [8 empty] | 10 | m³/d
WHITLINGHAM TROWSE STW | S01NCBXXXXKA1 | Consent | Live | No | ACV 82 | Smurfit Kappa Sheetfeeding | Fishergate | Norwich | Norfolk |  |  | NR3 1SJ | 21/06/2010 | Wastewaters, after passage through a settlement pit, arising from boiler blowdown procedures | Smurfit Kappa UK Limited | Cunard Building | Water Street | Pier Head | Liverpool |  | L3 1SF | at the manhole in boiler house close to the outside wall behind Boiler No. 2 | at Whitefriars, Norwich | TG2339009250 | TG2339009260 | [54 empty] | 500 | mg/l | [16 empty] | 3 | mg/l | [36 empty] | 30 | l/s | [48 empty] | 12.5 | pH | 6 | pH | [18 empty] | 250 | mg/l | [8 empty] | 1000 | mg/l | [6 empty] | 45 | °C | [8 empty] | 0.5 | m³/d
WHITLINGHAM TROWSE STW | S01NCBJUPIKA2 | Consent | Live | No | ACV 84 | Smurfit Kappa Sheetfeeding | Jupiter Road | Norwich | Norfolk |  |  | NR6 6SUJ | 21/06/2010 | Wastewaters, after passage through a 3 stage interceptor, arising from the external washing of lorries and vehicles | Smurfit Kappa UK Limited | Cunard Building | Water Street | Pier Head | Liverpool |  | L3 1SF | at the manhole situated after the interceptor and prior to discharging to the public foul sewer | at Jupiter Road, Norwich | TG2210011960 | TG2210011830 | [54 empty] | 2000 | mg/l | [54 empty] | 1 | l/s | [36 empty] | 250 | mg/l | [10 empty] | 11 | pH | 6 | pH | [18 empty] | 1000 | mg/l | [8 empty] | 1000 | mg/l | [6 empty] | 45 | °C | [8 empty] | 1 | m³/d
WHITLINGHAM TROWSE STW | S01UCPZLWSKA0 | Consent | Live | No | ACY 115 | United Closures and Plastics Limited | Salhouse Road | Norwich | Norfolk |  |  | NR7 9AL | 24/09/2013 | Used waters arising from water softener regeneration and backwashing processes | United Closures and Plastics Limited | 1 Steuart Road | Bridge of Allan | Stirling | Scotland |  | FK9 4JG | at the labelled tapping point situated on the back wall of the Archive Store | at Manhole 3101 in Falcon Road, Norwich | TG2543011150 | TG2531011120 | [54 empty] | 1000 | mg/l | [54 empty] | 1 | l/s | [36 empty] | 250 | mg/l | [10 empty] | 10 | pH | 6 | pH | [18 empty] | 1000 | mg/l | [8 empty] | 1000 | mg/l | [6 empty] | 45 | °C | [8 empty] | 2.5 | m³/d
WHITLINGHAM TROWSE STW | S01CHQMNORKA0 | Consent | Live | No | ACY 220 | C & H Quickmix Limited | Ernest Gage Avenue | Longwater Business Park | Costessey, Norfolk |  |  | NR5 0TX | 12/03/2014 | Pumped/settled used water from truck mixer and contaminated surface water from a site used for the production and distribution of concrete. | C & H Quickmix Limited | 9-11 Drayton High Road | Drayton, Norwich | Norfolk |  |  | NR8 6AH | at the gate valve under the batching hut/yard office | at manhole No. 5000 in William Frost Way, Costessey | TG1572811188 | TG1550811903 | [54 empty] | 2000 | mg/l | [54 empty] | 1.5 | l/s | [36 empty] | 250 | mg/l | [10 empty] | 12 | pH | 6 | pH | [18 empty] | 1000 | mg/l | [8 empty] | 1000 | mg/l | [6 empty] | 45 | °C | [8 empty] | 54 | m³/d
WHITLINGHAM TROWSE STW | S01INNOVATKA0 | Consent | Live | No | ACZ 544 | Colney Innovations Limited | Innovation Centre | Norwich Research Park | Colney Lane | Norwich |  | NR4 7GL | 15/08/2016 | Used water arising from laboratory research activities. | Colney Innovations Limited | Innovation Centre | Norwich Research Park | Colney Lane | Norwich |  | NR4 7GL | in a manhole behind the innovation building prior to connection to the public foul sewer | at manhole 3801, behind the Innovation Centre | TG1838707859 | TG1839307853 | [54 empty] | 3000 | mg/l | [54 empty] | 1 | l/s | [48 empty] | 10 | pH | 6 | pH | [18 empty] | 1000 | mg/l | [16 empty] | 45 | °C | [8 empty] | 2 | m³/d
WHITLINGHAM TROWSE STW | S01WHITNBBKA0 | Consent | Live | No | ACZ 632 | Tesco Hand Car Wash - Norwich | Tesco Store | Blue Boar Lane | Sprowston | Norwich |  | NR7 8AB | 21/12/2016 | Used water from external vehicle washing. | Mr Newzad Mohamed - T/A Tesco Hand Car Wash - Norwich | 25 Howard Mews | Norwich | Norfolk |  |  | NR3 4JU | at a point on the premises, after the inteceptor | at Blue Boar Lane | TG2564912066 | TG2555412036 | [54 empty] | 2500 | mg/l | [54 empty] | 0.5 | l/s | [48 empty] | 11 | pH | 6 | pH | [18 empty] | 1000 | mg/l | [16 empty] | 45 | °C | [8 empty] | 5 | m³/d
WHITLINGHAM TROWSE STW | S01JOHNINNKA7 | Direction | Live | No | ADZ 990 | John Innes Centre | Norwich Research Park | Colney | Norwich |  |  | NR4 7UH | 31/05/2017 | Used water arising from life science research and sample analysis laboratories. | Earlham Institute | Earlsham Institute Norwich | Research Park, Coleny Lane | Norwich, Norfolk |  |  | NR4 7UZ | at the labelled manhole right hand side of Genome pumping station | at manhole 9603 in Little Melton Sewer | TG1799507605 | TG1798207667 | [54 empty] | 2000 | mg/l | [54 empty] | 18 | l/s | [48 empty] | 10 | pH | 6 | pH | [18 empty] | 1000 | mg/l | [16 empty] | 45 | °C | [8 empty] | 20 | m³/d
WHITLINGHAM TROWSE STW | S01BRDGAGEKA | Direction | Live | No | ADZ 508 | Brundall Service Station | Yarmouth Road | Witton | Norwich |  |  | NR13 5AR | 01/03/2016 | Used water, after passage through a three stage interceptor, from the washing of vehicles (drive in car wash & jet wash). | J & U Cluster | 56 Norwich Road | Attleborough | Norfolk |  |  | NR17 2JX | at a point on the premises prior to discharge to the public foul sewer | at Cucumber Lane, Postwick | TG3198609256 | TG3191809102 | [54 empty] | 2500 | mg/l | [54 empty] | 0.3 | l/s | [48 empty] | 11 | pH | 6 | pH | [18 empty] | 1000 | mg/l | [16 empty] | 45 | °C | [8 empty] | 10 | m³/d
WHITLINGHAM TROWSE STW | S01OVALXXXKA0 | Direction | Live | No | ADZ 550 | Oval Filling Station | Dereham Road | Costessey | Norwich |  |  | NR5 0SY | 01/04/2016 | Used water, after passage via a three-stage interceptor, from the external washing of vehicles only using an automatic car wash. | Malthurst Petroleum Limited | Vincent House | 4 Grove Lane | Epping | Essex |  | CM16 4LH | at a point prior to discharge into the public foul sewer | at Norwich Road, Costessey | TG1890009800 | TG1890009800 | [54 empty] | 2500 | mg/l | [54 empty] | 1 | l/s | [48 empty] | 11 | pH | 6 | pH | [18 empty] | 1000 | mg/l | [16 empty] | 45 | °C | [8 empty] | 20 | m³/d
WHITLINGHAM TROWSE STW | S01FECBUSWKA0 | Direction | Live | No | TEDI-0077-2018 | Bus Depot | Roundtree Way | Norwich | Norfolk |  |  | NR7 8SQ | 13/08/2018 | Used water from bus chassis cleaning. | First Eastern Counties Buses Limited | BUS DEPOT | WESTWAY | CHELMSFORD | ESSEX |  | CM1 3AR | a point prior to discharge into the public foul sewer | Roundtree Way, near manhole No. 1901. | TG2511610937 | TG2512010930 | [54 empty] | 2500 | mg/l | [54 empty] | 0.3 | l/s | [48 empty] | 11 | pH | 6 | pH | [18 empty] | 1000 | mg/l | [16 empty] | 45 | °C | [8 empty] | 4 | m³/d
WHITLINGHAM TROWSE STW | S01AWINDOWKA0 | Direction | Live | No | TEDI-0090-2018 | Anglian Home Improvements | Unit 19 - Glass Factory | Liberator Road | Norwich |  |  | NR6 6EU | 03/09/2018 | Used waters from the regeneration of resin beds from a demineralisation water treatment plant. | Anglian Windows Limited | Liberator Road, | Norwich | Norfolk |  |  | NR6 6EU | the outlet of the demineralisation water treatment tank prior to entry in the public foul sewer | a point between manholes 4801 and 4901in Hurricane Way, Norwich | TG2243012960 | TG2247012910 | [54 empty] | 1000 | mg/l |  |  |  |  | 5000 | mg/l | [48 empty] | 1 | l/s | [48 empty] | 10 | pH | 6 | pH | [18 empty] | 1000 | mg/l | [8 empty] | 1000 | mg/l | [6 empty] | 45 | °C | [8 empty] | 30 | m³/d
WHITLINGHAM TROWSE STW | S01WHIQUADKA0 | Consent | Live | No | TECO-0058-2018 | Quadram Institute Bioscience | Quadram Institute | James Watson Road | Colney | Norwich |  | NR4 7UQ | 21/06/2018 | Used waters arising from life science laboratories; glass washing machines and non-hazardous media preparation. | Quadram Institute Bioscience | Norwich Research Park | Colney Lane | Norwich |  |  | NR4 7UA | manhole FW30, adjacent to building | Colney Lane | TG1792807457 | TG1809307423 | [54 empty] | 2000 | mg/l | [54 empty] | 3 | l/s | [48 empty] | 10 | pH | 6 | pH | [18 empty] | 1000 | mg/l | [16 empty] | 45 | °C | [8 empty] | 23 | m³/d
WHITLINGHAM TROWSE STW | S01ENTERPRKA0 | Direction | Live | No | TEDI-0186-2018 | Enterprise Rent-A-Car (U7 Gp, East Anglia) | Boundary Junction | Cromer Road | Norwich | Norfolk |  | NR6 6ND | 08/05/2019 | Used water generated during the washing of vehicles. | Enterprise Rent-a-Car UK Limited | c/o Steve Young, Enterprise House | Vicarage Road | Egham | Surrey |  | TW20 9FB | the inspection chamber in forecourt in front of offices | the back of garage off Cromer Road, manhole No. 7604 at TG21771164 | TG2178011630 | TG2177811642 | [54 empty] | 2500 | mg/l | [54 empty] | 0.5 | l/s | [48 empty] | 11 | pH | 6 | pH | [18 empty] | 1000 | mg/l | [16 empty] | 45 | °C | [8 empty] | 1.5 | m³/d
WHITLINGHAM TROWSE STW | S01WHIFLEXKA0 | Consent | Live | No | TECO-0008-2019 | Enterprise Flex E Rent | 46 Hurricane Way | Norwich |  |  |  | NR6 6JB | 29/01/2019 | Used water, after passage via a silt trap & oil interceptor, from the external washing of vehicles only. | Enterprise Rent-A-Car UK Limited | c/o STEVE YOUNG | Enterprise House | Vicarage Road | Egham | Surrey | TW20 9FB | the wash pad interceptor | Hurricane Way | TG2264713348 | TG2261113386 | [54 empty] | 2500 | mg/l | [54 empty] | 0.1 | l/s | [48 empty] | 11 | pH | 6 | pH | [18 empty] | 1000 | mg/l | [16 empty] | 45 | °C | [8 empty] | 4 | m³/d
WHITLINGHAM TROWSE STW | S01WHIHEWTKA0 | Consent | Live | No | TECO-0076-2019 | The Hewett Academy | Cecil Road | Norwich |  |  |  | NR1 2PL | 26/07/2019 | Used water from the filter backwashing process and periodic drain-down of swimming pool contents. | Inspiration Trust | Weights & Measures Building | 28 Bethel Street | Norwich |  |  | NR2 1NR | a point on premises prior to public sewer | Hall Road | TG2288306720 | TG2304206782 | [54 empty] | 1000 | mg/l | [10 empty] | 5 | mg/l | [42 empty] | 0.5 | l/s | [48 empty] | 10 | pH | 6 | pH | [18 empty] | 1000 | mg/l | [16 empty] | 45 | °C | [8 empty] | 10 | m³/d
WHITLINGHAM TROWSE STW | S01SPBREWYKA0 | Direction | Live | No | TEDI-0123-2019 | S & P Brewery | Homestead | Brewery Lane | Horsford | Norfolk |  | NR10 3GL | 28/01/2020 | Used water arising from the cleaning & sterilisation of equipment used in the process of brewing beer. | Andrew Martin Keely - T/A S & P Brewery | Homestead | Brewery Lane | Horsford | Norfolk |  | NR10 3GL | a point prior to discharging to the public foul sewer | Manhole No. 2901 in Drayton Lane, Horsford, Norwich | TG1929014870 | TG1924014900 | [54 empty] | 5000 | mg/l | [54 empty] | 3 | l/s | [48 empty] | 10 | pH | 6 | pH | [18 empty] | 1000 | mg/l | [16 empty] | 45 | °C | [8 empty] | 1 | m³/d
WHITLINGHAM TROWSE STW | S01WHINHSDKA0 | Consent | Live | No | TECO-0084-2018 | Quadram Institute Bioscience | NHS Decontamination Unit | Quadram Institute | James Watson Road | Colney | Norwich | NR4 7UQ | 18/09/2018 | Used water from the decontamination of flexible endoscopes between patient uses. | Norfolk and Norwich University Hospitals NHS Foundation Trust | Colney Lane | Colney | Norwich |  |  | NR4 7UY | the manhole FW48, adjacent to building | Colney Lane | TG1801707441 | TG1809307423 | [54 empty] | 2500 | mg/l | [54 empty] | 4 | l/s | [48 empty] | 10 | pH | 6 | pH | [18 empty] | 1000 | mg/l | [16 empty] | 45 | °C | [8 empty] | 6 | m³/d
WHITLINGHAM TROWSE STW | S01TESCOBBKA0 | Direction | Live | No | TEDI-0151-2018 | Tesco Store | Blue Boar Lane | Sprowston | Norwich | Norfolk |  | NR7 8AB | 02/09/2019 | Used waters from an automatic roll-over vehicle wash. | Tesco PLC | Tesco House, Shire Park | Kestrel Way | Welwyn Garden City | United Kingdom |  | AL7 1GA | a point after three stage separation | the entrance to the premises at manhole no. 5001 | TG2556012230 | TG2555312036 | [54 empty] | 2500 | mg/l | [54 empty] | 0.5 | l/s | [48 empty] | 11 | pH | 6 | pH | [18 empty] | 1000 | mg/l | [16 empty] | 45 | °C | [8 empty] | 5 | m³/d
WHITLINGHAM TROWSE STW | S01WHIMSISKA0 | Consent | Live | No | TECO-0041-2020 | MSI Defence Systems Ltd | Salhouse Road | Norwich | Norfolk |  |  | NR7 9AY | 16/06/2020 | Used water from the pressure testing of submerged antennae equipment. | MSI Defence Systems Ltd | Salhouse Road | Norwich | Norfolk |  |  | NR7 9AY | a point on the premises | Salhouse Road | TG2502710684 | TG2521910588 | [54 empty] | 500 | mg/l | [54 empty] | 0.5 | l/s | [48 empty] | 10 | pH | 6 | pH | [18 empty] | 500 | mg/l | [16 empty] | 43 | °C | [8 empty] | 2.5 | m³/d
WHITLINGHAM TROWSE STW | S01NCBJUPIKA0 | Direction | Live | No | TEDI-0097-2020 | Smurfit Kappa Sheet Feeding | Jupiter Road | Norwich | Norfolk |  |  | NR6 6SU | 12/01/2021 | Used water, after passage via a 3-stage interceptor, arising from the manufacture of corrugated board, containing starch. | Smurfit Kappa UK Limited T/A Smurfit Kappa Sheet Feeding | Cunard Buildings | Water Street | Pier Head | Liverpool |  | L3 1SF | the manhole after the 3-stage interceptor in the centre of the yard | manhole No. 1801 in Jupiter Road, Norwich | TG2209011900 | TG2210011830 | [54 empty] | 3500 | mg/l | [54 empty] | 2 | l/s | [48 empty] | 10 | pH | 6 | pH | [18 empty] | 1200 | mg/l | [16 empty] | 43 | °C | [8 empty] | 20 | m³/d
WHITLINGHAM TROWSE STW | S01NCBXXXXKA0 | Direction | Live | No | TEDI-0098-2020 | Smurfit Kappa Sheet Feeding | Fishergate | Norwich | Norfolk |  |  | NR3 1SJ | 12/01/2021 | Used water, after passage via a three-stage interceptor, from the manufacture of corrugated board, containing starch. | Smurfit Kappa UK Limited T/A Smurfit Kappa Sheet Feeding | Cunard Buildings | Water Street | Pier Head | Liverpool |  | L3 1SF | the manhole after the three-stage interceptor in the truck route, by the end wall in reel stores | a point between manholes 3102 and 3106 in Fishergate, Norwich | TG2334009190 | TG2398009260 | [54 empty] | 2500 | mg/l | [54 empty] | 4 | l/s | [48 empty] | 10 | pH | 6 | pH | [18 empty] | 1200 | mg/l | [16 empty] | 43 | °C | [8 empty] | 50 | m³/d
WHITLINGHAM TROWSE STW | S01WHIYODLKA0 | Consent | Live | No | TECO-0019-2020 | Yodel | Memorial Way | Norwich | Norfolk |  |  | NR7 0WH | 03/06/2020 | Used water, after passage via an interceptor, from the external washing of vehicles only. | Yodel Delivery Network Limited | 2nd Floor Atlantic Pavilion | Albert Dock | Liverpool |  |  | L3 4AE | a point on the premises | Memorial Way | TG2858509193 | TG2850209203 | [54 empty] | 2500 | mg/l | [54 empty] | 0.3 | l/s | [48 empty] | 11 | pH | 6 | pH | [18 empty] | 1000 | mg/l | [16 empty] | 43.3 | °C | [8 empty] | 0.5 | m³/d
WHITLINGHAM TROWSE STW | S01WHIMCRSKA0 | Consent | Live | No | TECO-0091-2020 | Micross Components Limited | 2-4 Hellesdon Park Road | Drayton High Road | Norwich | Norfolk |  | NR6 5DR | 12/10/2020 | Used water from the cleansing of wafers of semi-conductors, following singulation in a dicing machine, including cooling of the cutting blades. | Micross Components Limited | 2 Hellesdon Park Road | Drayton High Road | Norwich | Norfolk |  | NR6 5DR | a point on premises, following the Oberlin filter | manhole 5001, Hellesdon Park Road | TG2055111165 | TG2054911079 | [54 empty] | 500 | mg/l | [54 empty] | 0.2 | l/s | [48 empty] | 10 | pH | 6 | pH | [18 empty] | 500 | mg/l | [16 empty] | 43 | °C | [8 empty] | 2 | m³/d
WHITLINGHAM TROWSE STW | S01ARDPRNTKA | Direction | Live | No | TEDI-0150-2020 | Trivium Packaging UK Limited | Salhouse Road | Norwich |  |  |  | NR7 9AT | 19/01/2021 | Used waters arising from the cleansing of printing plates. | Trivium Packaging UK Limited | Headlands Lane | Knottingley | West Yorkshire |  |  | WF11 0HP | a point after the plate machine, prior to discharge to the public foul sewer | a point between manholes 1501 & 3601 on Salhouse Road | TG2518810680 | TG2522310589 | [54 empty] | 250 | mg/l | [54 empty] | 0.5 | l/s | [48 empty] | 10 | pH | 6 | pH | [18 empty] | 250 | mg/l | [16 empty] | 45 | °C | [8 empty] | 0.2 | m³/d
WHITLINGHAM TROWSE STW | S01WHIMSISKA1 | Consent | Live | No | TECO-0063-2020 | MSI Defence Systems Ltd | Salhouse Road | Norwich | Norfolk |  |  | NR7 9AY | 16/06/2020 | Used water from from the preparatory cleansing wash of PEC boards. | MSI Defence Systems Ltd | Salhouse Road | Norwich | Norfolk |  |  | NR7 9AY | a point on the premises | Salhouse Road | TG2502310643 | TG2521910588 | [54 empty] | 500 | mg/l | [54 empty] | 0.5 | l/s | [48 empty] | 10 | pH | 6 | pH | [18 empty] | 500 | mg/l | [16 empty] | 43 | °C | [8 empty] | 0.04 | m³/d
WHITLINGHAM TROWSE STW | S01LINTOTTKA0 | Direction | Live | No | TEDI-0215-2020 | Lintott Control Systems Limited | Units 3-9 Jarrold Way | Bowthorpe Industrial Estate | Norwich | Norfolk |  | NR5 9JD | 21/07/2021 | Used potable water (with no chemicals added) from the flushing of kiosks via a test rig. | Lintott Control Systems Limited | nmcn Plc | Nunn Close, The County Estate | Huthwaite | Sutton-In-Ashfield | Nottinghamshire | NG17 2HW | the manhole in car park area at the front of the buillding | Barnard Road between manholes 5801 and 6801, Bowthorpe | TG1764509754 | TG1765409843 | [54 empty] | 500 | mg/l | [54 empty] | 2 | l/s | [48 empty] | 10 | pH | 6 | pH | [18 empty] | 500 | mg/l | [16 empty] | 43 | °C | [8 empty] | 1 | m³/d
WHITLINGHAM TROWSE STW | S01ARDCOMPKA | Direction | Live | No | TEDI-0189-2020 | Trivium Packaging UK Limited | Salhouse Road | Norwich |  |  |  | NR7 9AT | 19/01/2021 | Used water comprising condensate from air compressors. | Trivium Packaging UK Limited | Headlands Lane | Knottingley | West Yorkshire |  |  | WF11 0HP | a point after the compressor, and prior to discharge to the public foul sewer | a point between manhole 1501 & 3601 on Salhouse Road | TG2525910737 | TG2530810632 | [54 empty] | 2000 | mg/l | [54 empty] | 0.1 | l/s | [48 empty] | 10 | pH | 6 | pH | [18 empty] | 1000 | mg/l | [16 empty] | 43 | °C | [8 empty] | 0.28 | m³/d
WHITLINGHAM TROWSE STW | S01WHINUFFKA | Consent | Live | No | TECO-0088-2021 | Nuffield Health | Barrack Street | Norwich | Norfolk |  |  | NR3 1TS | 13/07/2021 | Used water from the filter backwashing process and periodic drain-down of swimming pool contents. | Nuffield Health | Epsom Gateway | Ashley Avenue | Epsom | Surrey |  | KT18 5AL | a point on the premises | Barrack Street | TG2386209281 | TG2388309317 | [54 empty] | 1000 | mg/l | [10 empty] | 5 | mg/l | [42 empty] | 35 | l/s | [48 empty] | 10 | pH | 6 | pH | [18 empty] | 1000 | mg/l | [16 empty] | 43 | °C | [8 empty] | 11 | m³/d
WHITLINGHAM TROWSE STW | S01DOM0005KA1 | Consent | Live | No | TECO-0094-2021 | TM Cleaning Services | 80 Blithewood Gardens | Norwich | Norfolk |  |  | NR7 8PN | 20/05/2021 | Screened used water from the cleaning of wheelie bins (by a high pressure wash). | Teagan Magee T/A TM Cleaning Services | 80 Blithewood Gardens | Norwich | Norfolk |  |  | NR7 8PN | a point on the premises | Blithewood Gardens | TG2540711283 | TG2541711287 | [54 empty] | 2000 | mg/l | [54 empty] | 1 | l/s | [48 empty] | 10 | pH | 6 | pH | [18 empty] | 1000 | mg/l | [16 empty] | 43 | °C | [8 empty] | 0.25 | m³/d
WHITLINGHAM TROWSE STW | S01BTNORWIKA | Direction | Live | No | TEDI-0124-2021 | BT Fleet Workshop | Broadland Business Park | Memorial Way | Norwich, Norfolk |  |  | NR7 0WJ | 08/11/2021 | Used water, after passage through an interceptor, from external vehicle washing. | British Telecommunications Public Limited Company | 81 Newgate Street | London |  |  |  | EC1A 7AJ | a point prior to entry into the public foul sewer | manhole 5200 in middle of mini roundabout adjacent to BT premises, Memorial Way | TG2853009270 | TG2850009200 | [54 empty] | 2500 | mg/l | [54 empty] | 1 | l/s | [48 empty] | 11 | pH | 6 | pH | [18 empty] | 1000 | mg/l | [16 empty] | 43 | °C | [8 empty] | 2 | m³/d
WHITLINGHAM TROWSE STW | S01WHINCHUKA1 | Consent | Live | No | TECO-0148-2021 | Norwich City Services Ltd | 22 Hurricane Way | Norwich | Norfolk |  |  | NR6 6EY | 02/08/2021 | Used water, after passage via an interceptor, from the external washing of vehicles only. | Norwich City Services Ltd | City Hall | St. Peters Street | Norwich | Norfolk |  | NR2 1NH | a point on the premises | the rear of the premises adjacent to Hurricane Way | TG2245912836 | TG2250212796 | [54 empty] | 2500 | mg/l | [54 empty] | 1 | l/s | [48 empty] | 11 | pH | 6 | pH | [18 empty] | 1000 | mg/l | [16 empty] | 43 | °C | [8 empty] | 1 | m³/d
WHITLINGHAM TROWSE STW | S01APLANTAKA0 | Direction | Live | No | TEDI-0215-2021 | Sunbelt Rentals Limited | Anson Road | Airport Industrial Estate | Norwich | Norfolk |  | NR6 6ED | 04/06/2023 | Used waters arising from the pressure washing of trench support sheets, construction shuttering and formwork equipment, and from the external washing of vehicles. | Sunbelt Rentals Limited | 100 Cheapside | London |  |  |  | EC2V 6DT | a point following capture by the wash down area, prior to discharging to the public foul sewer | Anson Road, Norwich | TG2177012910 | TG2200012800 | [54 empty] | 1000 | mg/l | [54 empty] | 0.25 | l/s | [48 empty] | 11 | pH | 6 | pH | [18 empty] | 500 | mg/l | [16 empty] | 43 | °C | [8 empty] | 1 | m³/d
WHITLINGHAM TROWSE STW | S01WHIFORSKA1 | Consent | Live | No | TECO-0212-2021 | Ford & Slater Limited | Longwater Business Park | Norwich | Norfolk |  |  | NR5 0JS | 09/02/2022 | Used water, after passage via an interceptor, from the external washing of vehicles only, including pre-MOT inspection. | Ford & Slater Limited | Hazel Drive | Narborough Road South | Leicester |  |  | LE3 2JG | the wash bay interceptors | adjacent to southern boundary of premises, to William Frost Way | TG1559411142 | TG1560511088 | [54 empty] | 2500 | mg/l | [54 empty] | 1 | l/s | [48 empty] | 11 | pH | 6 | pH | [18 empty] | 1000 | mg/l | [16 empty] | 43 | °C | [8 empty] | 1 | m³/d | [14 empty] | 5 | mg/l
WHITLINGHAM TROWSE STW | S01CHALKHIKA1 | Consent | Live | No | TECO-0217-2021 | Chalk Hill Brewery | Coach & Horses Public House | Thorpe Road, Thorpe Hamlet | Norwich |  |  | NR1 4DA | 11/11/2021 | Used water from the cleaning and sterilisation of equipment used in the process of brewing beer. | Chalk Hill Inns Ltd T/A Chalk Hill Brewery | Anglia House, 6 Central Avenue | St Andrews Business Park | Thorpe St Andrew | Norwich | Norfolk | NR7 0HR | a point in the brewery yard prior to entry into the public foul sewer | a point between manholes 1407 and 2406 in Rosary Road, Norwich | TG2418008400 | TG2419008410 | [54 empty] | 10000 | mg/l | [54 empty] | 1 | l/s | [48 empty] | 10 | pH | 6 | pH | [18 empty] | 1000 | mg/l | [16 empty] | 43 | °C | [8 empty] | 5 | m³/d
WHITLINGHAM TROWSE STW | S01DUFFIEAKA0 | Direction | Live | No | TEDI-0274-2021 | Volvo Truck and Bus Centre | Frensham Road | Sweetbriar Industrial Estate | Norwich | Norfolk |  | NR3 2BT | 13/03/2022 | Used waters arising from the external cleaning of vehicles, including for pre-MOT inspection requirements. | Volvo Group UK Limited | Wedgnock Lane | Warwick |  |  |  | CV34 5YA | the manhole after the washdown bay and prior to discharging to the public foul sewer | Frensham Road, Norwich | TG2071010150 | TG2079210117 | [54 empty] | 3000 | mg/l | [16 empty] | 3 | mg/l | [36 empty] | 1 | l/s | [48 empty] | 11 | pH | 6 | pH | [18 empty] | 3000 | mg/l | [16 empty] | 43 | °C | [8 empty] | 3 | m³/d | [14 empty] | 5 | mg/l
WHITLINGHAM TROWSE STW | S01BLAKEFEKA0 | Direction | Live | No | TEDI-0280-2021 | H G Blake (Costessey) Limited | Bull Farm Abattoir | Reepham Road | Felthorpe, Norwich, Norfolk |  |  | NR10 4DU | 20/03/2022 | Used water, after screening and centrifuging, from the wash down of the slaughterhouse and lairage. | H G Blake (Costessey) Limited | Bull Farm Abattoir | Reepham Road | Felthorpe, Norwich, Norfolk |  |  | NR10 4DU | the sampling pipe from the outlet of the centrifuge located adjacent to the effluent pit | Pendelsham Rise/Marriotts Way, Thorpe Marriott, Norwich, Norfolk | TG1719014640 | TG1719014640 | [24 empty] | 150 | mg/l | [28 empty] | 5000 | mg/l | [54 empty] | 5 | l/s | [36 empty] | 250 | mg/l | [10 empty] | 10 | pH | 6 | pH | [18 empty] | 1500 | mg/l | [10 empty] | 1 | mg/l |  |  |  |  | 43 | °C | [8 empty] | 120 | m³/d | [14 empty] | 1.5 | mg/l
WHITLINGHAM TROWSE STW | S01WHINCSWKA1 | Direction | Live | No | TEDI-0275-2021 | Norwich City Services Ltd | 22 Swanton Road | Norwich | Norfolk |  |  | NR2 4LR | 24/01/2022 | Used water, after passage via an interceptor, from 1) the external washing of vehicles 2) surface run-off arising from dewatering road sweepings storage area. | Norwich City Services Ltd | City Hall | St. Peters Street | Norwich | Norfolk |  | NR2 1NH | a point following the interceptor | Swanton Road | TG2155909989 | TG2158409915 | [54 empty] | 2500 | mg/l | [54 empty] | 4 | l/s | [48 empty] | 11 | pH | 6 | pH | [18 empty] | 1000 | mg/l | [16 empty] | 43 | °C | [8 empty] | 1 | m³/d
WHITLINGHAM TROWSE STW | S01NORTRUCKA0 | Direction | Live | No | TEDI-0314-2021 | Norfolk Trucks Norwich | School Lane, Sprowston | Sprowston | Norwich | Norfolk |  | NR7 8TL | 20/03/2022 | Used water arising from vehicle washing, including preparation for MOT inspection, after passage through an interceptor. | Norfolk Truck & Van Limited T/A Norfolk Trucks Norwich | Saint Vincent Holdings Limited | School Lane | Sprowston | Norwich | Norfolk | NR7 8TL | the manhole after the interceptors and prior to discharging to the public foul sewer | School Lane, Sprowston | TG2381011420 | TG2386011410 | [54 empty] | 2000 | mg/l | [54 empty] | 1 | l/s | [48 empty] | 11 | pH | 6 | pH | [18 empty] | 1000 | mg/l | [16 empty] | 43 | °C | [8 empty] | 3 | m³/d
WHITLINGHAM TROWSE STW | S01FATCATBKA0 | Direction | Live | No | TEDI-0312-2021 | Fat Cat Brewing Company | 98/100 Lawson Road | Norwich | Norfolk |  |  | NR3 4LF | 21/03/2022 | Used water in the brewing and packaging of beer, after passage through a settlement tank. | Fat Cat Inns Limited T/A Fat Cat Brewing Company | The Cottage | 87 Yarmouth Road | Norwich | Norfolk |  | NR7 0HF | the settlement tank, prior to discharge into the public foul sewer | a point between manholes 3201 and 4202 in Lawson Road | TG2336910198 | TG2337510205 | [54 empty] | 10000 | mg/l | [54 empty] | 1 | l/s | [48 empty] | 10 | pH | 6 | pH | [18 empty] | 2000 | mg/l | [16 empty] | 43 | °C | [8 empty] | 1 | m³/d
WHITLINGHAM TROWSE STW | S01MORRISXKA2 | Direction | Live | No | TEDI-0117-2022 | G Morris & Sons | Units 55 to 56 | Livestock Market | Norwich | Norfolk |  | NR4 6EQ | 15/06/2022 | Used water, after passage through a 3-stage interceptor, arising from the cleansing of equipment and food preparation areas involved in the production of cooked poultry products. | Jill Morris, Gregory George Morris, Simon Antony Morris, Georgina Blake | T/A G Morris & Sons | Units 55 to 56 | Livestock Market | Norwich | Norfolk | NR4 6EQ | the outlet from the interceptor, prior to discharging to the public foul sewer | adjacent to the Livestock Market, Norwich | TG2273005570 | TG2281005630 | [24 empty] | 300 | mg/l | [28 empty] | 10000 | mg/l | [54 empty] | 1 | l/s | [48 empty] | 10 | pH | 6 | pH | [18 empty] | 1500 | mg/l | [10 empty] | 1 | mg/l |  |  |  |  | 43 | °C | [8 empty] | 11 | m³/d
WHITLINGHAM TROWSE STW | S01MCUSHINKA0 | Consent | Live | No | TECO-0023-2022 | 33 Hurd Road | Norwich | Norfolk |  |  |  | NR4 7BE | 24/02/2022 | Screened used water from the cleaning of wheelie bins (by a high pressure wash). | Michael Cushion | 33 Hurd Road | Norwich | Norfolk |  |  | NR4 7BE | the disposal point in front of premises | Pettus Road | TG2056506989 | TG2039706963 | [54 empty] | 2000 | mg/l | [54 empty] | 1 | l/s | [48 empty] | 10 | pH | 6 | pH | [18 empty] | 1000 | mg/l | [16 empty] | 43 | °C | [8 empty] | 0.25 | m³/d
WHITLINGHAM TROWSE STW | S01WHIHOLDKA0 | Consent | Live | No | TECO-0099-2022 | Holden Eastern Limited | 89-93 Mile Cross Lane | Norwich | Norfolk |  |  | NR6 6TX | 18/07/2022 | Used water, after passage via an interceptor, from the external washing of vehicles only. | Holden Eastern Limited | 22 Heigham Street | Norwich | Norfolk |  |  | NR2 4TF | a point following the silt trap and interceptor | Mile Cross Lane | TG2239411637 | TG2239311637 | [54 empty] | 2500 | mg/l | [54 empty] | 1 | l/s | [48 empty] | 11 | pH | 6 | pH | [18 empty] | 1000 | mg/l | [16 empty] | 43 | °C | [8 empty] | 1 | m³/d
WHITLINGHAM TROWSE STW | S01WHICOOPKA0 | Consent | Live | No | TECO-0119-2022 | Arthur Foodstores Limited | Arthur Food Stores - Petrol Wayside | Wayside Filling Station | 403-405 Dereham Road | Norwich | Norfolk | NR5 0SE | 21/07/2022 | Used water, after passage via an interceptor, from the external washing of vehicles only. | Arthur Foodstores Limited | 1 Angel Square | Manchester |  |  |  | M60 0AG | the manhole situated after the 2-stage interceptor on the filling station forecourt, prior to discharging to the public foul sewer | at Dereham Road, New Costessey, Norwich | TG1728210141 | TG1728710169 | [54 empty] | 2500 | mg/l | [54 empty] | 0.25 | l/s | [48 empty] | 11 | pH | 6 | pH | [18 empty] | 1000 | mg/l | [16 empty] | 43 | °C | [8 empty] | 5 | m³/d
WHITLINGHAM TROWSE STW | S01PAGEXXXKA0 | Direction | Live | No | TEDI-0237-2022 | Page Bros. (Norwich) Limited | Mile Cross Lane | Norwich | Norfolk |  |  | NR6 6SA | 25/12/2022 | Used water from the washing of rollers which have been coated with a thin film of gum. | Page Bros. (Norwich) Limited | Botanic House | 100 Hills Road | Cambridge |  |  | CB2 1PH | the sampling sump under the sink outside the production office | a point between manholes No. 1703 and 2701 in Mile Cross Lane, Norwich | TG2219011680 | TG2219011720 | [54 empty] | 3500 | mg/l | [54 empty] | 1 | l/s | [48 empty] | 10 | pH | 6 | pH | [18 empty] | 750 | mg/l | [16 empty] | 43 | °C | [8 empty] | 0.05 | m³/d
WHITLINGHAM TROWSE STW | S01MCARTHYKA0 | Direction | Live | No | TEDI-0242-2022 | D & F McCarthy Limited | Memorial Way | Postwick | Norwich | Norfolk |  | NR7 0WH | 21/02/2023 | Used water, after passing through a screen, from vegetable washing and abrasive peeling plus the external washing of vehicles. | D & F McCarthy Limited | Memorial Way | Postwick | Norwich | Norfolk |  | NR7 0WH | the brick-weave manhole cover located at the right hand side of the visitor parking area | manhole 4200 in Memorial Way, Norwich | TG2844009240 | TG2842009210 | [54 empty] | 2500 | mg/l | [54 empty] | 2 | l/s | [48 empty] | 10 | pH | 6 | pH | [18 empty] | 1500 | mg/l | [16 empty] | 43 | °C | [8 empty] | 6.5 | m³/d
WHITLINGHAM TROWSE STW | S01HGROUPEKA0 | Direction | Live | No | TEDI-0207-2022 | Harrison Group Environmental Limited | Unit 2 Alston Road | Hellesdon Park Industrial Estate | Norwich | Norfolk |  | NR6 5DS | 09/01/2023 | Used water, after passage through a sampling/settlement tank, from the washing of sieves, tins and equipment which has been used for the preparation of soil samples. | Harrison Group Environmental Limited | 12 Kimberley Street | Norwich | Norfolk |  |  | NR2 2RJ | the sampling tank located in the cupboard under the sink at the right hand side of the main laboratory prep lab | a point between manholes 3801 and 3901 in Alston Road, Norwich | TG2034010880 | TG2031010890 | [54 empty] | 500 | mg/l | [54 empty] | 0.5 | l/s | [48 empty] | 10 | pH | 6 | pH | [18 empty] | 1500 | mg/l | [16 empty] | 43 | °C | [8 empty] | 0.05 | m³/d
WHITLINGHAM TROWSE STW | S01APLANTNKA0 | Direction | Live | No | TEDI-0050-2023 | Sunbelt Rentals Limited | Unit 1, Old Hall Road | Norwich | Norfolk |  |  | NR4 6ES | 04/06/2023 | Used water arising from the washing down of plant and tool equipment, after passage through a grit trap and silt separator. | Sunbelt Rentals Limited | 100 Cheapside | London |  |  |  | EC2V 6DT | a point after the silt separator and prior to discharging to the public foul sewer | Old Hall Road, Norwich | TG2226005260 | TG2221005280 | [54 empty] | 2500 | mg/l | [54 empty] | 0.6 | l/s | [48 empty] | 11 | pH | 6 | pH | [18 empty] | 1000 | mg/l | [16 empty] | 43 | °C | [8 empty] | 1.3 | m³/d
WHITLINGHAM TROWSE STW | S01WHITESLKA0 | Consent | Live | No | TECO-0064-2023 | Tesla Motors Limited | 79 Mile Cross Lane | Norwich | Norfolk |  |  | NR6 6TX | 25/04/2023 | Used water, after passage via an interceptor, from the external washing of vehicles only. | Tesla Motors Limited | 109 Devonshire Road | London |  |  |  | W4 2AN | a point following the washbay interceptors | Mile Cross Lane | TG2246011519 | TG2244711611 | [54 empty] | 2500 | mg/l | [54 empty] | 0.25 | l/s | [48 empty] | 11 | pH | 6 | pH | [18 empty] | 1000 | mg/l | [16 empty] | 43 | °C | [8 empty] | 0.3 | m³/d
WHITLINGHAM TROWSE STW | S01UEABMRCKA1 | Consent | Live | No | TECO-0098-2023 | Building 47 (Biomedical Research Centre) | University of East Anglia | Norwich Research Park | Norwich | Norfolk |  | NR4 7TJ | 31/05/2023 | Used water from laboratories, autoclaves and cage washing machine from the BMRC building only. | University of East Anglia | Norwich Research Park | Norwich | Norfolk |  |  | NR4 7TJ | the manhole with sampling flap at the West end of the building at the North side of the staircase | manhole No.2201 on the sewer flowing adjacent to the UEA Broad | TG1914407485 | TG1923007270 | [54 empty] | 2000 | mg/l | [54 empty] | 2 | l/s | [48 empty] | 10 | pH | 6 | pH | [18 empty] | 1000 | mg/l | [16 empty] | 43 | °C | [8 empty] | 60 | m³/d
WHITLINGHAM TROWSE STW | S01DOM0013KA1 | Consent | Live | No | TECO-0109-2023 | Bindirty? | 422 Hall Road | Norwich | Norfolk |  |  | NR4 6NF | 03/05/2023 | Screened used water from the cleaning of wheelie bins (by a high pressure wash). | Zachary Alexis Stephen Connor t/a Bindirty? | 422 Hall Road | Norwich | Norfolk |  |  | NR4 6NF | the disposal point in front of kitchen | Hall Road | TG2262706082 | TG2266906080 | [54 empty] | 2000 | mg/l | [54 empty] | 0.5 | l/s | [48 empty] | 10 | pH | 6 | pH | [18 empty] | 1000 | mg/l | [16 empty] | 43 | °C | [8 empty] | 0.4 | m³/d
WHITLINGHAM TROWSE STW | S01WHITILLKA0 | Consent | Live | No | TECO-0238-2022 | Tillicoultry Quarries Limited | Costessey RMX Plant | Ernest Gage Avenue | Longwater Business Park | Costessey | Norwich, Norfolk | NR5 0TX | 26/01/2023 | Used water primarily from excess flow generated from rainfall passing into settlement system that has received water from ready mix concrete production, truck and plant wash-out, usage for dust suppression. | Tillicoultry Quarries Limited | Tulliallan, Kincardine On Forth | Fife |  |  |  | FK10 4DT | the sampling manhole situated to the right hand side of the site entrance | William Frost Way, Costessey | TG1576011160 | TG1550011090 | [54 empty] | 2000 | mg/l | [54 empty] | 1.5 | l/s | [48 empty] | 12 | pH | 6 | pH | [18 empty] | 1000 | mg/l | [16 empty] | 43 | °C | [8 empty] | 50 | m³/d
WHITLINGHAM TROWSE STW | S01UEAANATKA1 | Consent | Live | No | TECO-0139-2023 | School of Health Sciences, Queens Building | University of East Anglia | Norwich Research Park | Norwich | Norfolk |  | NR4 7TJ | 31/05/2023 | Used waters arising from the embalming of dissection samples containing ethanol, methanol, glycerol and formaldehyde in a solution that has been sanitised prior to discharge by use of a disinfectant. | University of East Anglia | Norwich Research Park | Norwich | Norfolk |  |  | NR4 7TJ | a point beneath the Preparation Sink in the Anatomy Room 0.26 in Queens Building | manhole No.2201 on the sewer flowing adjacent to the UEA Broad | TG1913007560 | TG1923007270 | [54 empty] | 30000 | mg/l | [16 empty] | 3 | mg/l | [36 empty] | 0.2 | l/s | [48 empty] | 10 | pH | 6 | pH | [18 empty] | 2000 | mg/l | [16 empty] | 43 | °C | [8 empty] | 0.1 | m³/d
WHITLINGHAM TROWSE STW | S01UEALAUNKA1 | Consent | Live | No | TECO-0140-2023 | UEA Launderette (Health Centre) | University of East Anglia | Norwich Research Park | Norwich | Norfolk |  | NR4 7TJ | 31/05/2023 | Used water from the laundering of domestic items only. | University of East Anglia | Norwich Research Park | Norwich | Norfolk |  |  | NR4 7TJ | the manhole to the front of the premises prior to discharge into the public foul sewer | a point on the Yare Valley sewer flowing adjacent to the UEA Broad | TG1983007790 | TG1967507279 | [54 empty] | 2000 | mg/l | [54 empty] | 1 | l/s | [48 empty] | 11 | pH | 6 | pH | [18 empty] | 1000 | mg/l | [16 empty] | 43 | °C | [8 empty] | 20 | m³/d
WHITLINGHAM TROWSE STW | S01UEACHEMKA1 | Consent | Live | Yes | TECO-0142-2023 | Building 4 (Chemistry & Pharmacy) | University of East Anglia | Norwich Research Park | Norwich | Norfolk |  | NR4 7TJ | 31/05/2023 | Used water arising from dilute aqueous waste from organic and inorganic research and undergraduate experiments and washings from glassware involved in these experiments. | University of East Anglia | Norwich Research Park | Norwich | Norfolk |  |  | NR4 7TJ | the hinged flap in the manhole in the path adjacent to Suffolk Road, sampled from the notch weir | manhole No.2201 on the sewer flowing adjacent to the UEA Broad | TG1934107560 | TG1923007270 | [54 empty] | 2000 | mg/l | [16 empty] | 3 | mg/l | [36 empty] | 3 | l/s | [20 empty] | 0.01 | mg/l | [26 empty] | 10 | pH | 6 | pH | [18 empty] | 1000 | mg/l | [16 empty] | 43 | °C | [8 empty] | 70 | m³/d | [14 empty] | 5 | mg/l
WHITLINGHAM TROWSE STW | S01UEAPOOLKA1 | Consent | Live | No | TECO-0144-2023 | UEA Sportspark | University of East Anglia | Norwich Research Park | Norwich | Norfolk |  | NR4 7TJ | 31/05/2023 | Used water from the filter backwashing process and periodic drain-down of swimming pool contents. | University of East Anglia | Norwich Research Park | Norwich | Norfolk |  |  | NR4 7TJ | the Sportspark plant filter room in the basement, prior to discharge to the public foul sewer | manhole No.2201 on the sewer flowing adjacent to the UEA Broad | TG1947007870 | TG1923007270 | [54 empty] | 1000 | mg/l | [10 empty] | 5 | mg/l | [42 empty] | 45 | l/s | [48 empty] | 10 | pH | 6 | pH | [18 empty] | 1000 | mg/l | [16 empty] | 43 | °C | [8 empty] | 64 | m³/d
WHITLINGHAM TROWSE STW | S01UEASCIEKA1 | Consent | Live | Yes | TECO-0145-2023 | Building 5 (Environmental Sciences) | University of East Anglia | Norwich Research Park | Norwich | Norfolk |  | NR4 7TJ | 31/05/2023 | Used water arising from dilute aqueous waste from chemicals used in a range of environmental research and teaching. This to include quantities of natural waters, both marine and fresh. | University of East Anglia | Norwich Research Park | Norwich | Norfolk |  |  | NR4 7TJ | the manhole under the walkway adjacent to Norfolk Road | manhole No.2201 on the sewer flowing adjacent to the UEA Broad | TG1914407485 | TG1923007270 | [54 empty] | 2000 | mg/l | [54 empty] | 2 | l/s | [20 empty] | 0.01 | mg/l | [26 empty] | 10 | pH | 6 | pH | [18 empty] | 1000 | mg/l | [16 empty] | 43 | °C | [8 empty] | 50 | m³/d
WHITLINGHAM TROWSE STW | S01WHISNCXKA0 | Consent | Live | No | TECO-0184-2023 | Ella May Barnes Building | Rosalind Franklin Road | Colney | Norwich | Norfolk |  | NR4 7UQ | 03/08/2023 | Used culture waste, as a result of research and testing of organic dyes, arising from i) the content of flask cultivation, following disinfection treatment, ii) autoclaved liquid culture. | South Norfolk Council | Horizon Business Centre | Broadland Business Park | Peachman Way | Norwich | Norfolk | NR7 0WF | the laboratory wastes disposal point within the premises | a point adjacent to Colney Lane | TG1789907361 | TG1808907426 | [54 empty] | 10000 | mg/l | [54 empty] | 0.5 | l/s | [48 empty] | 10 | pH | 6 | pH | [18 empty] | 3000 | mg/l | [16 empty] | 43 | °C | [8 empty] | 0.02 | m³/d
WHITLINGHAM TROWSE STW | S01WHIGAPNKA0 | Consent | Live | No | TECO-0191-2023 | GAP Group Ltd – Tanker & P&T | Skye House | Peachman Way | Broadland Business Park | Norwich | Norfolk | NR7 0WF | 31/07/2023 | Used water arising from the servicing and cleaning of (i) hired toilets and mobile welfare units, (ii) vehicles, non-mechanical plant, pumps, plant and tools, trenching and shoring equipment. | GAP Group Limited | Gap Group Blenheim Place | Dunston Industrial Estate | Tyne And Wear |  |  | NE11 9HF | the manhole following the washbay and interceptors | Peachman Way | TG2829509382 | TG2831909380 | [54 empty] | 2500 | mg/l | [54 empty] | 1 | l/s | [48 empty] | 11 | pH | 6 | pH | [18 empty] | 1000 | mg/l | [16 empty] | 43 | °C | [8 empty] | 2 | m³/d
WHITLINGHAM TROWSE STW | S01UEAVILDKA1 | Consent | Live | No | TECO-0146-2023 | UEA Launderette (Village Campus) | Norwich Research Park | Norwich | Norfolk |  |  | NR4 7TJ | 31/05/2023 | Used water from the laundering of domestic items only. | University of East Anglia | Norwich Research Park | Norwich | Norfolk |  |  | NR4 7TJ | the manhole to the left of the entrance to the launderette | manhole No.2201 on the sewer flowing adjacent to the UEA Broad | TG1918008360 | TG1923007270 | [54 empty] | 2000 | mg/l | [54 empty] | 1 | l/s | [48 empty] | 11 | pH | 6 | pH | [18 empty] | 1000 | mg/l | [16 empty] | 43 | °C | [8 empty] | 5 | m³/d
WHITLINGHAM TROWSE STW | S01UEANSCIKA1 | Consent | Live | No | TECO-0212-2023 | Building 60 - University of East Anglia | Norwich Research Park | Norwich | Norfolk |  |  | NR4 7TJ | 25/09/2023 | Used water from laboratories used for scientific teaching and research | University of East Anglia | Norwich Research Park | Norwich | Norfolk |  |  | NR4 7TJ | the laboratory drainage collection point adjacent to building | Yare Valley foul sewer, adjacent UEA Broad | TG1890307578 | TG1922607277 | [54 empty] | 2000 | mg/l | [54 empty] | 0.5 | l/s | [48 empty] | 10 | pH | 6 | pH | [18 empty] | 1000 | mg/l | [16 empty] | 43 | °C | [8 empty] | 33 | m³/d
WHITLINGHAM TROWSE STW | S01WHIREDWKA1 | Consent | Live | No | TECO-0213-2023 | Redwell Brewing | 7 The Arches, Bracondale | Norwich | Norfolk |  |  | NR1 2EF | 12/09/2023 | Used water from the cleansing of vessels, floors and pipework from brewing processes. | Unicorn Craft Brewing Co Limited T/A Redwell Brewing | 7 The Arches, Bracondale | Norwich | Norfolk |  |  | NR1 2EF | the brewery rinses collection sump | Bracondale | TG2433907001 | TG2437307019 | [54 empty] | 10000 | mg/l | [54 empty] | 0.5 | l/s | [48 empty] | 10 | pH | 6 | pH | [18 empty] | 1000 | mg/l | [16 empty] | 43 | °C | [8 empty] | 1 | m³/d
WHITLINGHAM TROWSE STW | S01UEABIOMKA1 | Consent | Live | No | TECO-0141-2023 | Building 6 (School of Biological Sciences) | Norwich Research Park | Norwich | Norfolk |  |  | NR4 7TJ | 31/05/2023 | Used waters comprising dilute aqueous waste from chemicals used in a range of research and teaching experiments. | University of East Anglia | Norwich Research Park | Norwich | Norfolk |  |  | NR4 7TJ | the hinged flap in the manhole cover opposite Sainsburys Centre car park | manhole No.2201 on the sewer flowing adjacent to the UEA Broad | TG1915007440 | TG1923007270 | [54 empty] | 3000 | mg/l | [54 empty] | 2 | l/s | [48 empty] | 10 | pH | 6 | pH | [18 empty] | 1000 | mg/l | [16 empty] | 43 | °C | [8 empty] | 150 | m³/d
WHITLINGHAM TROWSE STW | S01DOM0016KA1 | Consent | Live | No | TECO-0238-2023 | Bin Better | 7 Horning Close, Norwich | Norfolk |  |  |  | NR5 8DN | 13/09/2023 | Screened used water from the cleaning of wheelie bins (by a high pressure wash). | James Harvey T/A Bin Better | 7 Horning Close | Norwich | Norfolk |  |  | NR5 8DN | the drain point to front of property receiving waste waters | Horning Close | TG2000209078 | TG2000409089 | [54 empty] | 2000 | mg/l | [54 empty] | 1 | l/s | [48 empty] | 10 | pH | 6 | pH | [18 empty] | 1000 | mg/l | [16 empty] | 43 | °C | [8 empty] | 0.5 | m³/d
WHITLINGHAM TROWSE STW | S01UEAPLAIKA1 | Consent | Live | No | TECO-0143-2023 | UEA Launderette (The Street) | University of East Anglia | Norwich Research Park | Norwich | Norfolk |  | NR4 7TJ | 31/05/2023 | Used water from the laundering of domestic items only. | University of East Anglia | University of East Anglia | Norwich | Norfolk |  |  | NR4 7TJ | the manhole at the rear of the launderette | manhole No.2201 on the sewer flowing adjacent to the UEA Broad | TG1952007490 | TG1923007270 | [54 empty] | 2000 | mg/l | [54 empty] | 2 | l/s | [48 empty] | 11 | pH | 6 | pH | [18 empty] | 1000 | mg/l | [16 empty] | 43 | °C | [8 empty] | 15 | m³/d
WHITLINGHAM TROWSE STW | S01WHIFABCKA0 | Consent | Live | No | TECO-0148-2023 | Fabcon Food Systems Limited | 1-3 Delta Close | Norwich | Norfolk |  |  | NR6 6BG | 12/07/2023 | Used water from Waterjet cutting process, after settlement and filtration. | Fabcon Food Systems Limited | 1-3 Delta Close | Norwich | Norfolk |  |  | NR6 6BG | pipe from cutting machine in toilet block | Delta Close | TG2235811749 | TG2239311747 | [54 empty] | 500 | mg/l | [54 empty] | 0.05 | l/s | [48 empty] | 10 | pH | 6 | pH | [18 empty] | 1000 | mg/l | [16 empty] | 43 | °C | [8 empty] | 1 | m³/d
WHITLINGHAM TROWSE STW | S01WHIENTNKA0 | Consent | Live | No | TECO-0271-2023 | Enterprise Rent-A-Car UK Limited [U1H6] | 147-153 Ber Street | Norwich | Norfolk |  |  | NR1 3EY | 09/11/2023 | Used water, after passage via an interceptor, from the external washing of vehicles only. | Enterprise Rent-A-Car UK Limited | Enterprise House, Vicarage Road | Egham | Surrey |  |  | TW20 9FB | a point following the interceptor | Ber Street | TG2337407842 | TG2338907862 | [54 empty] | 2500 | mg/l | [54 empty] | 0.2 | l/s | [48 empty] | 11 | pH | 6 | pH | [18 empty] | 1000 | mg/l | [16 empty] | 43 | °C | [8 empty] | 2 | m³/d
WHITLINGHAM TROWSE STW | S01WHIGAPNKA1 | Consent | Live | No | TECO-0282-2023 | GAP Group Ltd – Tanker & P&T | Skye House | Peachman Way | Broadland Business Park | Norwich | Norfolk | NR7 0WF | 18/12/2023 | Used water arising from screened and filtered treated liquid human waste mixed with grey waters. | GAP Group Limited | Gap Group Blenheim Place | Dunston Industrial Estate | Gateshead, Tyne And Wear |  |  | NE11 9HF | a point following screening and treatment | Peachman Way | TG2830909374 | TG2831909380 | [24 empty] | 800 | mg/l | [28 empty] | 5000 | mg/l | [16 empty] | 3 | mg/l | [36 empty] | 4 | l/s | [36 empty] | 250 | mg/l | [10 empty] | 10 | pH | 6 | pH | [18 empty] | 5000 | mg/l | [16 empty] | 43 | °C | [8 empty] | 60 | m³/d | [14 empty] | 5 | mg/l
WHITLINGHAM TROWSE STW | S01ABRIDGEKA0 | Direction | Live | No | TEDI-0229-2023 | Attlebridge Landfill Site | Reepham Road | Attlebridge | Norwich | Norfolk |  | NR9 5TD | 22/05/2025 | Landfill leachate treated by a biological treatment plant. | Biffa Waste Services Limited | Coronation Road | Cressex | High Wycombe | Buckinghamshire |  | HP12 3TZ | the final discharge chamber within the leachate treatment plant compound | manhole No. 4402 in Beech Avenue | TG1473016110 | TG1548014440 | [24 empty] | 60 | mg/l |  |  |  |  | 0.2 | mg/l | [10 empty] | 20 | mg/l |  |  |  |  | 0.006 | mg/l |  |  |  |  | 3000 | mg/l |  |  |  |  | 2500 | mg/l | [16 empty] | 0.5 | mg/l |  |  |  |  | 0.5 | µg/l | [24 empty] | 5 | l/s |  |  |  |  | 8.25 | mg/l | 0.3 | µg/l | [10 empty] | 100 | µg/l | 76 | ng/l | [26 empty] | 10 | pH | 6 | pH | 0.23 | mg/l | [6 empty] | 30 | mg/l | [8 empty] | 500 | mg/l | [16 empty] | 43 | °C | [8 empty] | 80 | m³/d
WHITLINGHAM TROWSE STW | S01SPIRESTKA2 | Direction | Live | No | TEDI-0232-2023 | Spire Norwich Hospital | Old Watton Road | Colney | Norwich | Norfolk |  | NR4 7TD | 28/04/2024 | Used water from surgical instrument steriliser 2. | Spire Healthcare Limited | 3 Dorset Rise | London |  |  |  | EC4Y 8EN | a point on the drain at the rear of steriliser machine 2 in the autoclave room | manhole No. 4002 in Watton Road | TG1844008110 | TG1846008090 | [54 empty] | 500 | mg/l | [54 empty] | 2 | l/s | [48 empty] | 10 | pH | 6 | pH | [18 empty] | 500 | mg/l | [16 empty] | 43 | °C | [8 empty] | 16 | m³/d
WHITLINGHAM TROWSE STW | S01BUPASTEKA0 | Direction | Live | No | TEDI-0235-2023 | Spire Norwich Hospital | Old Watton Road | Colney | Norwich | Norfolk |  | NR4 7TD | 28/04/2024 | Used water from surgical instrument steriliser 1. | Spire Healthcare Limited | 3 Dorset Rise | London |  |  |  | EC4Y 8EN | a point on the drain at the rear of steriliser machine 1 in the autoclave room | manhole No. 4002 in Watton Road | TG1844008110 | TG1846008090 | [54 empty] | 500 | mg/l | [54 empty] | 2 | l/s | [32 empty] | 3 | mg/l | [14 empty] | 10 | pH | 6 | pH | [18 empty] | 500 | mg/l | [16 empty] | 43 | °C | [8 empty] | 16 | m³/d
WHITLINGHAM TROWSE STW | S01WHANGGWKA0 | Direction | Live | No | TEDI-0019-2024 | Anglian Home Improvements | Liberator Road | Norwich | Norfolk |  |  | NR6 6EU | 13/04/2025 | Used water from the surface rinsing of sheets of glass. | ASHI Group Limited T/A Anglian Home Improvements | Liberator Road | Norwich | Norfolk |  |  | NR6 6EU | the dedicated outlet pipe from rinsing process | Hurricane Way | TG2234912990 | TG2241612856 | [54 empty] | 500 | mg/l | [54 empty] | 0.5 | l/s | [48 empty] | 10 | pH | 6 | pH | [18 empty] | 500 | mg/l | [16 empty] | 43 | °C | [8 empty] | 32 | m³/d
WHITLINGHAM TROWSE STW | S01WHANGEXKA0 | Direction | Live | No | TEDI-0020-2024 | Anglian Home Improvements | Liberator Road | Norwich | Norfolk |  |  | NR6 6EU | 03/09/2024 | Used water from the filter backwash of water, circulated in the plastic extrusion plant. | ASHI Group Limited T/A Anglian Home Improvements | Liberator Road | Norwich | Norfolk |  |  | NR6 6EU | the extrusion backwash collect tank | Hurricane Way | TG2252213385 | TG2253313221 | [54 empty] | 500 | mg/l | [54 empty] | 0.5 | l/s | [48 empty] | 10 | pH | 6 | pH | [18 empty] | 500 | mg/l | [16 empty] | 43 | °C | [8 empty] | 9 | m³/d
WHITLINGHAM TROWSE STW | S01ALPWHITKA | TE agreement | Live | No | TEAG-0001-2024 | Alpheus Environmental Limited | Liquid Waste Treatment Centre | Whitlingham Water Recycling Centre | Trowse | Norwich | Norfolk | NR14 8TZ | 11/03/2025 | Effluent from the treatment of tankered liquid waste. | Alpheus Environmental Limited | Lancaster House | Lancaster Way, Ermine Business Park, | Huntingdon | Cambridgeshire |  | PE29 6YJ | The designated sample point at the rear of the site, between the delivery pipe to the ammonia monitor and the flow meter | The discharge pipe (over the wall) to the side of the grit bay towards the main sewer inlet | TG2750007300 | TG2750007300 |  |  | 27.745 | µg/l | [20 empty] | 1200 | mg/l |  |  |  |  | 0.3 | mg/l | 0.5 | µg/l |  |  |  |  | 10 | µg/l |  |  | 6 | mg/l |  |  |  |  | 32 | µg/l |  |  |  |  | 15000 | mg/l |  |  |  |  | 25000 | mg/l |  |  | 1000 | kg/d |  |  | 1 | mg/l |  |  | 0.5 | mg/l |  |  |  |  | 0.5 | mg/l | 0.5 | mg/l | [14 empty] | 20000 | µg/l | [12 empty] | 11 | l/s |  |  |  |  | 26.45 | mg/l |  |  |  |  | 0.5 | mg/l | [6 empty] | 90 | µg/l | 0.128 | µg/l | [14 empty] | 1000 | mg/l | [10 empty] | 10 | pH | 5 | pH |  |  |  |  | 0.205 | mg/l |  |  | 30 | mg/l | [6 empty] | 1 | µg/l | 5000 | mg/l | [6 empty] | 600 | kg/d | 4000 | mg/l | 2 | mg/l |  |  |  |  | 43 | °C |  |  |  |  | 20 | µg/l |  |  | 350 | m³/d |  |  | 0.38 | µg/l | [10 empty] | 1 | mg/l
WHITLINGHAM TROWSE STW | S01WHANGSBKA0 | Direction | Live | No | TEDI-0022-2024 | Anglian Home Improvements | Liberator Road | Norwich | Norfolk |  |  | NR6 6EU | 13/04/2025 | Used water from the final rinse-off tank of products, previously modified by a dip process containing glycerine. | ASHI Group Limited T/A Anglian Home Improvements | Liberator Road | Norwich | Norfolk |  |  | NR6 6EU | the final rinse off tank from shapes bending | Hurricane Way | TG2235612947 | TG2241612856 | [54 empty] | 20000 | mg/l | [54 empty] | 0.5 | l/s | [48 empty] | 10 | pH | 6 | pH | [18 empty] | 500 | mg/l | [16 empty] | 43 | °C | [8 empty] | 0.3 | m³/d
WHITLINGHAM TROWSE STW | S01SPIREWAKA0 | Direction | Live | No | TEDI-0231-2023 | Spire Norwich Hospital | Old Watton Road | Colney | Norwich | Norfolk |  | NR4 7TD | 28/04/2024 | Used water from the washing of surgical instruments. | Spire Healthcare Limited | 3 Dorset Rise | London |  |  |  | EC4Y 8EN | a point on the drain between the two washer disinfector machines in the wash room | manhole No. 4002 in Watton Road | TG1845008110 | TG1846008090 | [54 empty] | 500 | mg/l | [54 empty] | 1 | l/s | [48 empty] | 10 | pH | 6 | pH | [18 empty] | 500 | mg/l | [16 empty] | 43 | °C | [8 empty] | 8 | m³/d
WHITLINGHAM TROWSE STW | S01WHANGTCKA0 | Direction | Live | No | TEDI-0021-2024 | Anglian Home Improvements | Liberator Road | Norwich | Norfolk |  |  | NR6 6EU | 13/04/2025 | Used water from the final rinse tank only, from caustic degreasing of tools and components. | ASHI Group Limited T/A Anglian Home Improvements | Liberator Road | Norwich | Norfolk |  |  | NR6 6EU | the caustic degreasing rinse tank | Hurricane Way | TG2254413327 | TG2253313221 | [54 empty] | 5000 | mg/l | [12 empty] | 5 | mg/l |  |  | 3 | mg/l | [36 empty] | 0.5 | l/s | [10 empty] | 3 | mg/l | [36 empty] | 10 | pH | 6 | pH | [18 empty] | 1000 | mg/l | [16 empty] | 43 | °C | [8 empty] | 0.4 | m³/d
WHITLINGHAM TROWSE STW | S01WHIFOODKA0 | Consent | Live | No | TECO-0144-2024 | R.S. Baker & Sons Limited | Little Melton Food Park, Little Melton Road | Little Melton | Norfolk |  |  | NR9 3NP | 18/07/2024 | Used water following 1) processing of potato based snacks; 2) cooking and processing of ham, after passage through screening; 3) creation of confectionary and ice cream products. | R.S. Baker & Sons Limited | The Abattoir, Elsing | Dereham | Norfolk |  |  | NR20 3EW | a point following the floor drainage systems, prior to private pumping station | manhole 0601, Burnthouse Lane via a private pumping station | TG1567106182 | TG1602506623 | [54 empty] | 5000 | mg/l |  |  |  |  | 50000 | mg/l | [48 empty] | 6 | l/s | [36 empty] | 250 | mg/l | [10 empty] | 10 | pH | 6 | pH | [18 empty] | 4500 | mg/l | [16 empty] | 43 | °C | [8 empty] | 10 | m³/d | [14 empty] | 5 | mg/l
WHITLINGHAM TROWSE STW | S01WHILEAFKA0 | Consent | Live | No | TECO-0220-2024 | John Innes Centre | Building 7, Zone 2, Norwich Research Park | Colney | Norwich | Norfolk |  | NR4 7UH | 27/11/2024 | Used water from Reverse Osmosis process water derived from 1.) it's regenerative waste 2.) as used from irrigation of plants and 3.) when passed via a thermal treatment plant, as arising from horticultural research service activities. | John Innes Centre | Norwich Research Park | Colney | Norwich |  |  | NR4 7UH | a point following the building drainage outlet points on the premises | Colney Lane | TG1817307764 | TG1813407618 | [54 empty] | 2000 | mg/l | [54 empty] | 1 | l/s | [48 empty] | 10 | pH | 6 | pH | [18 empty] | 1000 | mg/l | [16 empty] | 43 | °C | [8 empty] | 5 | m³/d
WHITLINGHAM TROWSE STW | S01CATTLEMKA0 | Direction | Live | No | TEDI-0163-2024 | Norwich Livestock Market Limited | Livestock Market | Hall Road | Norwich | Norfolk |  | NR4 6DW | 24/03/2025 | Used water arising from the washing down and cleaning of animal pens and transporters and contaminated surface water run off. | Norwich Livestock Market Limited | Brambles Green Lane | Potter Heigham | Great Yarmouth | Norfolk |  | NR29 5LP | a point close to the discharge outlet of the settlement tank located in the fenced compound | the Livestock Market, Norwich | TG2270005340 | TG2272005340 | [54 empty] | 1000 | mg/l | [54 empty] | 3 | l/s | [48 empty] | 10 | pH | 6 | pH | [18 empty] | 1000 | mg/l | [16 empty] | 43 | °C | [8 empty] | 30 | m³/d
WHITLINGHAM TROWSE STW | S01WHIHMSCKA0 | Consent | Live | No | TECO-0283-2024 | Harford Manor School | 43 Ipswich Road | Norwich | Norfolk |  |  | NR2 2LN | 19/12/2024 | Used water from the filter backwashing process and periodic drain-down of therapy pool contents. | Harford Manor School | 43 Ipswich Road | Norwich | Norfolk |  |  | NR2 2LN | a point following the filter backwash | Ipswich Road | TG2239906742 | TG2232406813 | [54 empty] | 1000 | mg/l | [10 empty] | 5 | mg/l | [42 empty] | 5 | l/s | [48 empty] | 10 | pH | 6 | pH | [18 empty] | 1000 | mg/l | [16 empty] | 43 | °C | [8 empty] | 0.3 | m³/d
WHITLINGHAM TROWSE STW | S01MAYBAKEKA0 | Direction | Live | No | TEDI-0017-2025 | Briar Chemicals Limited | Sweet Briar Road | Norwich | Norfolk |  |  | NR6 5AP | 28/05/2025 | Used waters arising from: - (i) the manufacture of compounds as undertaken at the date of this consent and where the associated discharge is currently made to public foul sewer, (ii) contaminated surface waters, and (iii) treated effluent from the boreholes associated with the groundwater remediation exercise and (vi) any other waste streams as authorised in writing from time to time by Anglian Water as part of the Effluent Assessment and Monitoring Protocol. | Briar Chemicals Limited | 2nd Floor, Malta House | 36-38 Piccadilly | London |  |  | W1J 0DP | the final discharge flume alongside the auto-sampler building | Sweet Briar Road, Norwich | TG2041009950 | TG2059009970 | [6 empty] | 2 | µg/l | 25 | µg/l | 600 | µg/l | 100 | mg/l | 120 | mg/l | [8 empty] | 80 | mg/l | 80 | kg/d |  |  | 1 | mg/l | [12 empty] | 6000 | mg/l | 400 | mg/l | 0.01 | mg/l |  |  |  |  | 15000 | mg/l |  |  | 12500 | kg/d | 20000 | mg/l |  |  | 15000 | kg/d | [6 empty] | 3 | mg/l |  |  | 3 | kg/d | 0.5 | mg/l | [12 empty] | 2 | mg/l | [6 empty] | 5 | mg/l | [8 empty] | 35 | l/s | 300 | mg/l | 60 | mg/l | [14 empty] | 100 | µg/l | 0.001 | mg/l |  |  |  |  | 25 | µg/l |  |  |  |  | 1 | mg/l |  |  | 250 | mg/l | [8 empty] | 2 | mg/l | 10 | pH | 6 | pH |  |  | 30 | kg/d | 25 | mg/l | [12 empty] | 350 | mg/l |  |  |  |  | 3000 | mg/l | [6 empty] | 15 | mg/l |  |  | 43 | °C | [6 empty] | 1500 | µg/l | 1000 | m³/d | [8 empty] | 4 | mg/l |  |  |  |  | 1 | mg/l
WHITLINGHAM TROWSE STW | S01KETTLEFKA0 | Direction | Live | Yes | TEDI-0028-2025 | Kettle Foods Limited | 38 Barnard Road | Bowthorpe | Norwich | Norfolk |  | NR5 9JP | 06/05/2025 | Used waters from food preparation prior to deep fat frying, plus condensate from the frying process after passage through an oil and grease separator. | Kettle Foods Limited | 38 Barnard Road, Bowthorpe Employment Area | Bowthorpe | Norwich | Norfolk |  | NR5 9JP | the red manhole cover in the shingled area on the east side of the car park | manhole No.2803 in Barnard Road, Bowthorpe, Norwich | TG1721009880 | TG1718010000 | [54 empty] | 2500 | mg/l | [54 empty] | 2 | l/s | [20 empty] | 0.001 | mg/l | [14 empty] | 250 | mg/l | [10 empty] | 10 | pH | 6 | pH | [18 empty] | 5000 | mg/l | [16 empty] | 43 | °C | [8 empty] | 200 | m³/d
WHITLINGHAM TROWSE STW | S01WHIPASTKA0 | Direction | Live | No | TEDI-0006-2025 | Pasta Foods Limited | Forest Way | New Costessey | Norwich | Norfolk |  | NR5 0JH | 24/03/2025 | Used water, after passage through screening, from a high pressure machine that washes dies used for extrusion of pasta. | Pasta Foods Limited | Forest Way | New Costessey | Norwich | Norfolk |  | NR5 0JH | the floor drain in the die wash room | adjacent to Forest Way; at A47 | TG1487110831 | TG1510310868 | [54 empty] | 1000 | mg/l | [54 empty] | 5 | l/s | [48 empty] | 10 | pH | 6 | pH | [18 empty] | 500 | mg/l | [16 empty] | 43 | °C | [8 empty] | 5 | m³/d
WHITLINGHAM TROWSE STW | S01KETTLEFKA1 | Direction | Live | No | TEDI-0029-2025 | Kettle Foods Limited | 38 Barnard Road | Bowthorpe | Norwich | Norfolk |  | NR5 9JP | 06/05/2025 | Used waters from food preparation prior to deep fat frying plus steam condensate from the frying process after passage through an oil and grease separator. | Kettle Foods Limited | 38 Barnard Road, Bowthorpe Employment Area | Bowthorpe | Norwich | Norfolk |  | NR5 9JP | the red painted manhole from cook room 2 interceptors in the private concrete roadway on the west side of the site | manhole No.0801 in Barnard Road, Bowthorpe, Norwich | TG1709610000 | TG1709009980 | [54 empty] | 5000 | mg/l | [54 empty] | 2 | l/s | [36 empty] | 250 | mg/l | [10 empty] | 10 | pH | 6 | pH | [18 empty] | 1000 | mg/l | [16 empty] | 43 | °C | [8 empty] | 60 | m³/d | [14 empty] | 5 | mg/l
WHITLINGHAM TROWSE STW | S01WHIPANTKA0 | Consent | Live | No | TECO-0145-2025 | Last House | 21- 23 Burnet Road | Sweet Briar Industrial Estate | Norwich | Norfolk |  | NR3 2BS | 18/08/2025 | Used water from rinsing of surfaces in the brewing and packaging of beer. | Panther Brewery Limited | 23 London Road | Downham Market | Norfolk |  |  | PE38 9BJ | the drain point of the collected brewery rinses | Burnet Road | TG2096410043 | TG2095110065 | [54 empty] | 10000 | mg/l | [54 empty] | 1.5 | l/s | [48 empty] | 10 | pH | 6 | pH | [18 empty] | 2000 | mg/l | [16 empty] | 43 | °C | [8 empty] | 7 | m³/d
WHITLINGHAM TROWSE STW | S01UEASEAGKA0 | Consent | Live | No | TECO-0083-2025 | Biomass Building, University of East Anglia | Norwich Research Park | Earlham Road | Norwich | Norfolk |  | NR4 7TJ | 01/05/2025 | Used water from periodic backwash of salinated water, from a test facility tank. | University of East Anglia | Norwich Research Park | Earlham Road | Norwich | Norfolk |  | NR4 7TJ | a point following the backwash drain down point | manhole 7201, adjacent to UEA Broad | TG1972207806 | TG1975707250 | [54 empty] | 2000 | mg/l | [54 empty] | 2.5 | l/s | [48 empty] | 10 | pH | 6 | pH | [18 empty] | 1000 | mg/l | [16 empty] | 43 | °C | [8 empty] | 0.5 | m³/d
WHITLINGHAM TROWSE STW | S01WHITRKNKA0 | Consent | Live | No | TECO-0102-2025 | Truckeast Limited | Bowthorpe Park Industrial Estate | 11-13 Morgan Way | Bowthorpe Employment Area | Norwich | Norfolk | NR5 9JJ | 10/07/2025 | Used water from the external washing of truck vehicles, including pre-MOT inspection requirements. | Truckeast Limited | Venture Road Lawn Farm Business Park | Woolpit | Bury St. Edmunds | Suffolk |  | IP30 9RZ | the outflow of the wash area interceptor | Barnard Road | TG1748909871 | TG1752309847 | [54 empty] | 2500 | mg/l | [54 empty] | 1 | l/s | [48 empty] | 10 | pH | 6 | pH | [18 empty] | 1000 | mg/l | [16 empty] | 43 | °C | [8 empty] | 5 | m³/d | [14 empty] | 5 | mg/l
WHITLINGHAM TROWSE STW | S01WHIBRIRKA0 | Direction | Live | No | TEDI-0169-2025 | Briar Chemicals Limited | Sweet Briar Road | Norwich | Norfolk |  |  | NR6 5AP | 04/02/2026 | 1) Potentially contaminated surface water from areas other than process areas and containment bunds, 2) treated effluent from the boreholes associated with the groundwater remediation exercise and 3) cooling tower regeneration water. | Briar Chemicals Limited | 2nd Floor, Malta House | 36-38 Piccadilly | London |  |  | W1J 0DP | a point capturing passage of the surface water flows, prior to the final discharge flume | Sweet Briar Road | TG2043709954 | TG2059009970 | [54 empty] | 150 | mg/l | [54 empty] | 52 | l/s | [48 empty] | 10 | pH | 6 | pH | [18 empty] | 150 | mg/l | [16 empty] | 43 | °C | [8 empty] | 1000 | m³/d
WHITLINGHAM TROWSE STW | S01TEM0224KA1 | Consent | Live | No | TECO-0141-2025 | c/o Hopkins Homes Limited | Land located off Highfield Avenue | Brundall | Norwich | Norfolk |  | NR13 5NU | 13/08/2025 | Water arising from excavations, after passage though a settlement tank, only to be discharged during the period from 13/08/2025 to 12/02/2026 inclusive. | Hopkins Homes Limited | First And Second Floor, Blenheim House | Newmarket Road | Bury St. Edmunds | Suffolk |  | IP33 3SB | a point following the settlement tank | Brundall Road | TG3304108798 | TG3319208778 | [54 empty] | 500 | mg/l | [54 empty] | 10 | l/s | [48 empty] | 10 | pH | 6 | pH | [18 empty] | 1000 | mg/l | [16 empty] | 43 | °C | [8 empty] | 200 | m³/d
WHITLINGHAM TROWSE STW | S01TEM0242KA1 | Consent | Live | No | TECO-0260-2025 | c/o MEL Environmental Solutions Limited | 51 Poringland Road | Stoke Holy Cross | Norwich | Norfolk |  | NR14 8NW | 19/12/2025 | Groundwater following the removal of free-phase and dissolved phase hydrocarbons, by oil water separation followed by absorption through activated carbon media, only to be discharged during the period from 19/12/2025 to 19/06/2026 inclusive. | MEL Environmental Solutions Limited | 80 Station Parade, Harrogate | North Yorkshire |  |  |  | HG1 1HQ | the outlet from the treatment process | Poringland Road | TG2592002606 | TG2592302599 | [54 empty] | 500 | mg/l | [54 empty] | 0.1 | l/s | [48 empty] | 10 | pH | 6 | pH | [18 empty] | 500 | mg/l | [16 empty] | 43 | °C | [8 empty] | 8 | m³/d
WHITLINGHAM TROWSE STW | S01TEM0244KA1 | Consent | Live | No | TECO-0266-2025 | c/o Seed Environmental Limited | 51 Poringland Road | Stoke Holy Cross | Norwich | Norfolk |  | NR14 8NW | 09/01/2026 | Contaminated groundwater, after passage via an oil/water separator and granulated activated carbon filters, only to be discharged during the period from 09/01/2026 to 09/06/2026 inclusive. | Seed Environmental Limited | One St Peter's Square, Manchester | Greater Manchester |  |  |  | M2 3DE | the outflow of the treatment unit | Poringland Road | TG2592002606 | TG2592302599 | [54 empty] | 500 | mg/l | [54 empty] | 0.3 | l/s | [48 empty] | 10 | pH | 6 | pH | [18 empty] | 500 | mg/l | [16 empty] | 43 | °C | [8 empty] | 24 | m³/d
WHITLINGHAM TROWSE STW | S01WHIRAILKA0 | Consent | Live | No | TECO-0063-2026 | GA Trains Limited T/A Greater Anglia | Crown Point Depot | Hardy Road | Norwich | Norfolk |  | NR1 1JR | 26/03/2026 | Used waters from: pressure washing undersides of trains; effluent from maintenance of the track area; chlorination and descaling of train water tanks; pit cleaning; carpet steam cleaning - after passing through an oil/water separator. | GA Trains Limited T/A Greater Anglia | One Stratford Place | Montfichet Road | London |  |  | E20 1EJ | a point following the oil water separator | Cremorne Lane, Norwich | TG2485008010 | TG2491008060 | [54 empty] | 3000 | mg/l | [54 empty] | 1.5 | l/s | [48 empty] | 10 | pH | 6 | pH | [18 empty] | 500 | mg/l | [16 empty] | 43 | °C | [8 empty] | 45 | m³/d
WHITLINGHAM TROWSE STW | S01WHICRWNKA0 | Consent | Live | No | TECO-0062-2026 | GA Trains Limited T/A Greater Anglia | Crown Point Depot | Hardy Road | Norwich | Norfolk |  | NR1 1JR | 26/03/2026 | Used water arising from carriage washing after neutralisation, plus potentially contaminated surface water. | GA Trains Limited T/A Greater Anglia | One Stratford Place | Montfichet Road | London |  |  | E20 1EJ | a point following the foul water sump, from the carriage wash | Cremorne Lane, Norwich | TG2502008040 | TG2491008060 | [54 empty] | 2500 | mg/l | [54 empty] | 3 | l/s | [48 empty] | 11 | pH | 6 | pH | [18 empty] | 1000 | mg/l | [16 empty] | 43 | °C | [8 empty] | 35 | m³/d
WHITTLESEY STW | S01ODEDRA KA | Direction | Live | No | ADT 265 | Delph Service Station | 3 West Delph | Whittlesey | Cambridgeshire |  |  | PE7 1RG | 01/01/2009 | Wastewater, following passage via an interceptor, from the external washing of vehicles. | The Occupier | Delph Service Station | 3 West Delph | Whittlesey | Cambridgeshire |  | PE7 1RG | at a point prior to discharge into the public foul sewer | at West Delph, Whittlesey | TL2698097660 | TL2697097640 | [54 empty] | 2000 | mg/l | [54 empty] | 2 | m³/hr | [36 empty] | 250 | mg/l | [10 empty] | 11 | pH | 6 | pH | [18 empty] | 1000 | mg/l | [8 empty] | 1000 | mg/l | [6 empty] | 45 | °C | [8 empty] | 10 | m³/d
WHITTLESEY STW | S01HALESWHKA | Direction | Live | No | ADZ 380 | Hugh Crane Cleaning Equipment Limited | Fenland District Industrial Estate | Station Road, Whittlesey | Peterborough |  |  | PE7 2EY | 01/09/2015 | Used water from the external washing of from vehicles, after passage through an interceptor. | Hugh Crane Cleaning Equipment Limited | South Walsham Road | Acle | Norwich | Norfolk |  | NR13 3ES | at a point after passage through an interceptor, prior to connection to the public foul sewer | at Station Road, Whittlesey leading to Benwick Pumping Station | TL2766096060 | TL2768086080 | [54 empty] | 2500 | mg/l | [54 empty] | 4 | l/s | [48 empty] | 11 | pH | 6 | pH | [18 empty] | 1000 | mg/l | [16 empty] | 45 | °C | [8 empty] | 5 | m³/d
WHITTLESEY STW | S01AFIWHITKA | Direction | Live | No | ADZ 489 | AFI-Uplift Limited | Unit 36, Aaron Road Industrial Estate | Whittlesey, Peterborough |  |  |  | PE7 2ET | 02/02/2016 | Used water from the external washing of plant and equipment. | AFI- Uplift Limited | 2nd Floor, West Wing | Diamond House | Diamond Business Park | Thornes Moor Road, Wakefield | West Yorkshire | WF2 8PT | at a point after the interceptor, prior to discharge to the public foul sewer | at Station Road | TL2801996154 | TL2783895987 | [54 empty] | 2500 | mg/l | [54 empty] | 0.25 | l/s | [48 empty] | 11 | pH | 6 | pH | [18 empty] | 1000 | mg/l | [16 empty] | 45 | °C | [8 empty] | 4.5 | m³/d
WICKFORD STW | S01BDCPWICKA | Direction | Live | No | ADW 88 | Everyone Active | Wickford Swimming Pool | Market Avenue | Wickford | Essex |  | SS12 0AG | 01/10/2011 | Wastewater arising from the filter backwashing process, and from the periodic drain down of swimming pool contents. | Sport & Leisure Management Ltd | Bedford House | 1 Regal Lane | Soham, Ely | Cambridgeshire |  | CB7 5BA | at mahole from the filter room & before entry to the public foul sewer | at Market Avenue, Wickford | TQ7450093500 | TQ7448093530 | [54 empty] | 1000 | mg/l | [10 empty] | 5 | mg/l | [42 empty] | 2.5 | m³/hr | [36 empty] | 250 | mg/l | [10 empty] | 10 | pH | 6 | pH | [18 empty] | 1000 | mg/l | [8 empty] | 1000 | mg/l | [6 empty] | 45 | °C | [8 empty] | 30 | m³/d
WICKFORD STW | S01BRETWICKA | Direction | Live | No | ADZ 134 | Brett Concrete Limited | Hurricane Way | Wickford Business Park | Wickford | Essex |  | SS11 9YB | 01/11/2014 | Surface water arising from vehicle wash down area, hosing down of concrete surfaces and washout of mixer. | Brett Concrete Limited | 150 Aldersgate Street | London |  |  |  | EC1A 4AB | at the outlet from the washout tank prior to discharging to the public foul sewer | Hurricane Way, Wickford | TQ7627092270 | TQ7629092240 | [54 empty] | 2000 | mg/l | [54 empty] | 0.5 | l/s | [36 empty] | 250 | mg/l | [10 empty] | 12.5 | pH | 6 | pH | [18 empty] | 1000 | mg/l | [8 empty] | 1000 | mg/l | [6 empty] | 45 | °C | [8 empty] | 10 | m³/d
WICKFORD STW | S01WICKAUTKA | Direction | Live | No | ADZ 477 | Wickford Autocentre | Russell Gardens | Wickford | Essex |  |  | SS11 8BH | 01/02/2016 | Used water arising from the external jet washing of vehicles. | Mr A S Choudhury T/A Wickford Autocentre | Wickford Autocentre | Russell Gardens | Wickford | Essex |  | SS11 8BH | at a point after the silt trap into site main drain adjacent to wash bay and to the left of the building | at Russell Gardens | TQ7565092940 | TQ7565092940 | [54 empty] | 2500 | mg/l | [54 empty] | 0.3 | l/s | [48 empty] | 11 | pH | 6 | pH | [18 empty] | 1000 | mg/l | [16 empty] | 45 | °C | [8 empty] | 5 | m³/d
WICKFORD STW | S01BURMAH KA | Direction | Live | No | ADW 400 | Threeways Petrol Station | 22 - 28 Runwell Road | Wickford | Essex |  |  | SS11 7AB | 01/07/2012 | Wastewaters arising from the operation of a hand jet wash & automatic vehicle wash after passing through a 2 stage interceptor. | Threeways Petrol Station Limited | Construction House | Runwell Road | Wickford | Essex |  | SS11 7HQ | at a point after the 2 stage interceptor, and before discharge to the public foul sewer | at Runwell Road, Wickford | TQ7487093700 | TQ7486793742 | [54 empty] | 2500 | mg/l | [54 empty] | 1 | m³/hr | [36 empty] | 250 | mg/l | [10 empty] | 11 | pH | 6 | pH | [18 empty] | 1000 | mg/l | [8 empty] | 1000 | mg/l | [6 empty] | 45 | °C | [8 empty] | 7 | m³/d
WICKFORD STW | S01BPSWICKKA | Direction | Live | No | ADZ 516 | BP Oil UK Limited | Cranfield SF Connect | Cranfield Park Road | Wickford |  |  | SS12 9FG | 01/03/2016 | Used water arising from an automatic roll over wash and a jet facility. | BP Oil UK Limited | Chertsey Road | Sudbury on Thames | Middlesex |  |  | TW16 7BP | at the last chamber of the interceptor nearest to the car wash bay | at Radwinter Avenue | TQ7455092050 | TQ7455092050 | [54 empty] | 2500 | mg/l | [54 empty] | 0.5 | l/s | [48 empty] | 11 | pH | 6 | pH | [18 empty] | 1000 | mg/l | [16 empty] | 45 | °C | [8 empty] | 8 | m³/d
WICKFORD STW | S01PHSWICKKA | Direction | Live | No | TEDI-0134-2022 | PHS Washrooms | Dickens House, Fulmar Way | Wickford | Essex |  |  | SS11 8YM | 09/08/2022 | Used water arising from the cleaning of sanitary and medical bins in a sink. | Personal Hygiene Services Limited | Block B | Western Industrial Estate | Caerphilly | Mid Glamorgan |  | CF83 1XH | the sink used for bin washing | Fulmar Way, Wickford | TQ7649192328 | TQ7647892345 | [54 empty] | 1500 | mg/l | [54 empty] | 2 | l/s | [48 empty] | 10 | pH | 6 | pH | [18 empty] | 500 | mg/l | [16 empty] | 43 | °C | [8 empty] | 5 | m³/d
WICKFORD STW | S01BROOKEAKA1 | Consent | Live | Yes | TECO-0190-2022 | Brooke Air Diffusion Limited | J C House | Hurricane Way | Wickford Business Park | Wickford | Essex | SS11 8YB | 09/12/2022 | Wastewater and used cleaning solutions from phosphate/degreasing process, following pH treatment. | Brooke Air Diffusion Limited | J C House | Hurricane Way | Wickford Business Park | Wickford | Essex | SS11 8YB | the manhole in the car park to the west of J C House | Hurricane Way, Wickford | TQ7656092120 | TQ7653192142 | [48 empty] | 0.1 | mg/l |  |  |  |  | 3000 | mg/l | [54 empty] | 0.7 | l/s | [32 empty] | 3 | mg/l | [14 empty] | 10 | pH | 6 | pH | [8 empty] | 1000 | mg/l | [8 empty] | 500 | mg/l | [8 empty] | 1000 | mg/l | [6 empty] | 43 | °C | [8 empty] | 4.5 | m³/d
WICKFORD STW | S01CHESTERKA | Direction | Live | No | TEDI-0290-2022 | Chester Hall Precision Engineering Limited | Chester House | Hurricane Way | Wickford Business Park | Wickford | Essex | SS11 8YB | 20/02/2023 | Settled wastewater resulting from the vibratory de-burring of aluminium and steel components & surface preparation wash down. | Chester Hall Precision Engineering Limited | 3rd Floor | 24 Old Bond Street | London |  |  | W1S 4AP | the discharge pipe from the centrifuge at the rear of the factory | Hurricane Way, Wickford | TQ7664192006 | TQ7656892053 | [54 empty] | 3000 | mg/l | [54 empty] | 0.5 | l/s | [48 empty] | 10 | pH | 6 | pH | [18 empty] | 3000 | mg/l | [8 empty] | 1000 | mg/l | [6 empty] | 43 | °C | [8 empty] | 4 | m³/d
WICKFORD STW | S01BESAFEWKA | Direction | Live | Yes | TEDI-0102-2024 | PHS Besafe | Unit E Fulmar Way | Wickford | Essex |  |  | SS11 8YW | 12/08/2024 | Used water from the washing of workwear garments. | Personnel Hygiene Services Limited | Block B, Western Industrial Estate | Lon-Y-Llyn, Caerphilly | Mid Glamorgan |  |  | CF83 1XH | the inspection chamber in the entrance to the car park | Hurricane Way | TQ7644692268 | TQ7641292263 | [48 empty] | 0.1 | mg/l |  |  |  |  | 4000 | mg/l | [16 empty] | 2.4 | mg/l | [36 empty] | 2 | l/s | [48 empty] | 10 | pH | 6 | pH | [18 empty] | 1500 | mg/l | [16 empty] | 43 | °C | [8 empty] | 40 | m³/d | [14 empty] | 4 | mg/l
WICKHAM MARKET STW | S01WIMKWHKKA1 | Consent | Live | No | TECO-0171-2021 | White House Kennels | The Street | Pettistree | Woodbridge | Suffolk |  | IP13 0HP | 16/09/2021 | Used waters, following the removal of gross solids, from the cleaning of kennels and associated activities. | Mr Anthony Watts T/A White House Kennels | White House Kennels | The Street | Pettistree | Woodbridge | Suffolk | IP13 0HP | the sample chamber located between kennel blocks 3 and 4, prior to connection to the public foul sewer | The Street, Pettistree | TM3002754664 | TM3007054676 | [54 empty] | 2000 | mg/l | [54 empty] | 0.1 | l/s | [48 empty] | 10 | pH | 6 | pH | [18 empty] | 1000 | mg/l | [16 empty] | 43 | °C | [8 empty] | 0.2 | m³/d
WINSLOW STW | S012390002KA1 | Consent | Live | No | ACY 31 | Winslow Hand Car Wash | Capital Works | Station Road | Winslow |  |  | MK18 3EH | 17/05/2013 | Wastewater arising from the external washing of vehicles, after passage through an interceptor. | Mr Ansar Ali - T/A Winslow Hand Car Wash | 217 Meadowcroft | Aylesbury | Buckingshamshire |  |  | HP19 9HQ | a suitable point prior to discharging to the public foul sewer | at Station Road, Winslow | SP7718028380 | SP7719028400 | [54 empty] | 2500 | mg/l | [54 empty] | 1 | l/s | [36 empty] | 250 | mg/l | [10 empty] | 11 | pH | 6 | pH | [18 empty] | 1000 | mg/l | [8 empty] | 1000 | mg/l | [6 empty] | 45 | °C | [8 empty] | 1 | m³/d
WINSLOW STW | S01DOM0007KA1 | Consent | Live | No | TECO-0186-2021 | Kieron Goodwin T/A Bucks Bin Boutique | 104 Brook Dene | Winslow | Buckinghamshire |  |  | MK18 3FU | 17/09/2021 | Screened used water from the cleaning of wheelie bins (by a high pressure wash). | Kieron Goodwin T/A Bucks Bin Boutique | 104 Brook Dene | Winslow | Buckinghamshire |  |  | MK18 3FU | a point prior to discharge into the public foul sewer | Brook Dene, Winslow, MH 3900 | SP7634228043 | SP7633827955 | [54 empty] | 2000 | mg/l | [54 empty] | 1 | l/s | [48 empty] | 10 | pH | 6 | pH | [18 empty] | 1000 | mg/l | [16 empty] | 43 | °C | [8 empty] | 1 | m³/d
WINSLOW STW | S012390001KA1 | Direction | Live | Yes | TEDI-0122-2025 | TCS Biosciences Limited | Main Site, Botyl Road | Botolph Claydon | Buckinghamshire |  |  | MK18 2LR | 14/10/2025 | Used water arising from the washing of production equipment used in the manufacture of medical diagnostic reagents. | TCS Biosciences Limited | Botolph Farm, Botolph Claydon | Buckinghamshire |  |  |  | MK18 2LR | the outlet from the discharge pipe in the production area, prior to discharge to the public foul sewer | Botyl Road, Botolph Claydon, MH 3601 | SP7344024870 | SP7346024880 | [54 empty] | 6500 | mg/l | [16 empty] | 1.5 | mg/l | [36 empty] | 1 | l/s | [20 empty] | 0.0075 | mg/l | [26 empty] | 10 | pH | 6 | pH | [18 empty] | 700 | mg/l | [16 empty] | 43 | °C | [8 empty] | 0.5 | m³/d | [14 empty] | 2.5 | mg/l
WINSLOW STW | S012390001KA2 | Direction | Live | Yes | TEDI-0123-2025 | TCS Biosciences Limited | Park Leys Site, Botyl Road | Botolph Claydon, Buckinghamshire |  |  |  | MK18 2LR | 14/10/2025 | Used water from the washing of production equipment containing stains and dyes used in products. | TCS Biosciences Limited | Botolph Farm, Botolph Claydon | Buckinghamshire |  |  |  | MK18 2LR | the outlet from the discharge pipe in the production area, prior to discharge to the public foul sewer | Botyl Road, Botolph Claydon, MH 4802 | SP7343624876 | SP7346724891 | [54 empty] | 5000 | mg/l | [16 empty] | 1 | mg/l | [36 empty] | 1 | l/s | [20 empty] | 0.01 | mg/l | [26 empty] | 10 | pH | 6 | pH | [18 empty] | 400 | mg/l | [16 empty] | 43 | °C | [8 empty] | 4 | m³/d | [14 empty] | 2.5 | mg/l
WINTERINGHAM STW | S01ACZ388HKA | Direction | Live | No | ADZ 744 | Healthfresh Foods Ltd | The Flarepath, Elsham Wold Ind Estate | Elsham, Brigg |  |  |  | DN20 0NX | 01/10/2016 | Used water from potato washing. | Healthfresh foods Limited | Pegasus House, Pegasus Road | Elsham Wold Industrial Estate | Brigg, N.E Lincolnshire |  |  | DN20 0SQ | at a point following treatment as flow passes over V-notch | at Elsham World industrial Estate Pumping Station | TA0480213687 | TA0480113622 | [54 empty] | 4000 | mg/l | [54 empty] | 2 | l/s | [48 empty] | 10 | pH | 6 | pH | [18 empty] | 1000 | mg/l | [16 empty] | 45 | °C | [8 empty] | 20 | m³/d
WITCHAM STW | S01WCHWTGAKA | Direction | Live | No | ADZ 710 | Witcham Toll Petrol Filling Station | Ely Road | Wicham Toll | Ely |  |  | PE15 8AN | 01/09/2016 | Used waters arising from the external jet washing of vehicles. | Malthurst Petroleum Limited | Vincent House | 4 Grove Lane | Epping | Essex |  | CM16 4LH | at a point prior to discharging to the public foul sewer | at Witcham Toll on A142 Ely Road | TL4658079090 | TL4658079090 | [54 empty] | 2500 | mg/l | [54 empty] | 1 | l/s | [48 empty] | 11 | pH | 6 | pH | [18 empty] | 1000 | mg/l | [16 empty] | 45 | °C | [8 empty] | 5 | m³/d
WITCHAM STW | S01JARDINSKA | Direction | Live | No | TEDI-0077-2019 | Jardin Corrugated Cases Limited | Elean Business Park | Sutton, Ely | Cambridgeshire |  |  | CB6 2QE | 15/02/2022 | Used water arising from starch and printing ink washing having passed through the treatment plant. | Jardin Corrugated Cases Limited | Lifford Hall | Lifford Lane | Kings Norton | Birmingham | West Midlands | B30 3JN | the designated sample point on the outlet of the press after passage through the treatment plant | Elean Business Park, Sutton | TL4532479530 | TL4522579452 | [24 empty] | 100 | mg/l | [28 empty] | 7500 | mg/l |  |  |  |  | 2500 | mg/l | [10 empty] | 3 | mg/l | [36 empty] | 1.5 | l/s | [48 empty] | 10 | pH | 6 | pH | [18 empty] | 400 | mg/l | [8 empty] | 2500 | mg/l | [6 empty] | 43 | °C | [8 empty] | 3 | m³/d | [14 empty] | 1.5 | mg/l
WITCHAM STW | S01ELYEPRPKA0 | Direction | Live | No | TEDI-0199-2021 | Elean Power Station | Elean Business Park | Sutton | Cambridgeshire |  |  | CB6 2QE | 17/04/2022 | Used water from boiler blowdown and water treatment plant only. | EPR Ely Limited | 6th Floor, 33 Holborn | London |  |  |  | EC1N 2HT | the raised manhole near to the emergency shower facility | the sewer running to the front of the site | TL4513879928 | TL4598079830 | [54 empty] | 250 | mg/l |  |  |  |  | 2000 | mg/l | [48 empty] | 1.77 | l/s | [48 empty] | 11 | pH | 6 | pH | [18 empty] | 250 | mg/l | [16 empty] | 43 | °C | [8 empty] | 100 | m³/d
WITCHAM STW | S01WCHCHEFKA1 | Direction | Live | No | TEDI-0012-2026 | Cheffins | Machinery Saleground | Sutton, Ely, Cambridgeshire |  |  |  | CB6 2QT | 12/04/2026 | Used water, after passage via an interceptor, from the external washing of vehicles and agricultural plant. | W King, C Ashton, P Woolner, J Stiff, M Jones, R Freshwater, S Gooderham, B Goodsell-King, S Bush, | O Godfrey, A Tuck, M Millard, T/A Cheffins | Clifton House, 1-2 Clifton Road | Cambridge |  |  | CB1 7EA | the chamber after the interceptor at the wash pad | manhole 0401 in the access road to site | TL4477079677 | TL4521879463 | [54 empty] | 2500 | mg/l | [54 empty] | 1 | l/s | [48 empty] | 11 | pH | 6 | pH | [18 empty] | 1000 | mg/l | [16 empty] | 43 | °C | [8 empty] | 10 | m³/d
WITHAM STW | S01WITGREEKA | Consent | Live | No | ACZ 48 | Green Cleen Ltd | 32 Perry Road | Witham | Essex |  |  | CM8 3YZ | 01/07/2014 | Filtered used waters from the jet washing of wheelie bins. | Green Cleen (Braintree/Chelmsford) Limited | 25 Augustus Way | Witham | Essex |  |  | CM8 1HH | at a point after filteration & prior to entering the main public foul sewer | at Perry Road, Witham | TL8256014009 | TL8257313930 | [54 empty] | 2000 | mg/l | [54 empty] | 4 | l/s | [36 empty] | 250 | mg/l | [10 empty] | 10 | pH | 6 | pH | [18 empty] | 1000 | mg/l | [8 empty] | 1000 | mg/l | [6 empty] | 45 | °C | [8 empty] | 2 | m³/d
WITHAM STW | S01WITHWELKA | Direction | Live | No | ADZ 308 | Welch's Transport Ltd | Crittall Road | Witham | Essex |  |  | CM8 3DE | 01/06/2015 | Used water, after passage via an interceptor, from the external washing of vehicles only. | Welch's Transport Limited | Moorfield Road | Duxford | Cambridge | Cambridgeshire |  | CB22 4PS | at a point following the interceptor, prior to entry to the public foul sewer | at Crittall Road | TL8262315332 | TL8260515266 | [54 empty] | 2500 | mg/l | [54 empty] | 0.3 | l/s | [36 empty] | 45 | mg/l | [10 empty] | 11 | pH | 6 | pH | [18 empty] | 1000 | mg/l | [8 empty] | 1000 | mg/l | [16 empty] | 3 | m³/d
WITHAM STW | S01TMCHAULKA | Direction | Live | No | ADU 629 | T M C Haulage Limited | Crittall Road | Witham | Essex |  |  | CM8 3DR | 01/06/2010 | Wastewaters arising from the external jet washing of vehicles, after passage through an interceptor | T M C Haulage Limited | Crittall Road | Witham | Essex |  |  | CM8 3DR | at a point after the interceptor in the washdown area and prior to discharging to the public foul sewer | Colchester Road, Witham | TL8274015340 | TL8275015530 | [54 empty] | 2000 | mg/l | [54 empty] | 2 | l/s | [36 empty] | 250 | mg/l | [10 empty] | 11 | pH | 6 | pH | [18 empty] | 1000 | mg/l | [8 empty] | 1000 | mg/l | [6 empty] | 45 | °C | [8 empty] | 1 | m³/d
WITHAM STW | S01SWAYWITKA | Direction | Live | No | ADW 69 | WM Morrison Supermarket | Braintree Road | Witham | Essex |  |  | CM8 2BY | 01/09/2011 | Wastewater from an automatic vehicle wash. | WM Morrison Supermarkets PLC | Hilmore House | Gain Lane | Bradford | West Yorkshire |  | BD3 7DL | at a point of discharge to the public foul sewer | at Chalks Road, Witham | TL8230015500 | TL8200015540 | [54 empty] | 2500 | mg/l | [54 empty] | 1 | m³/hr | [36 empty] | 250 | mg/l | [10 empty] | 11 | pH | 6 | pH | [18 empty] | 1000 | mg/l | [8 empty] | 1000 | mg/l | [6 empty] | 45 | °C | [8 empty] | 2 | m³/d
WITHAM STW | S01MCTRUCKKA | Direction | Live | No | ADZ 492 | M C Truck & Bus Limited | 20 Swanvale Estate | Newlands Street | Colchester Road | Witham, Essex |  | CM8 3DH | 01/02/2016 | Used water after passage via an interceptor, from the jet washing of vehicles. | M C Truck & Bus Limited | Beddow Way | Aylesford | Maidstone, Kent |  |  | ME20 7BT | at the first manhole downstream of interceptor | at Colchester Road, Witham | TL8269415015 | TL8271315237 | [54 empty] | 2500 | mg/l | [54 empty] | 2 | l/s | [48 empty] | 11 | pH | 6 | pH | [18 empty] | 1000 | mg/l | [16 empty] | 45 | °C | [8 empty] | 1 | m³/d
WITHAM STW | S01PRIMWITKA | Direction | Live | No | ADY 340 | Besa Hand Car Wash | Braintree Road Filling Station | Witham | Essex |  |  | CM8 2BY | 01/04/2014 | Used waters arising from a vehicle wash. | Dajqi Limited | 190 Billet Road | London |  |  |  | E17 5DX | at a point prior to discharge into the public foul sewer | at Braintree Road, Witham | TL8194015572 | TL8195715567 | [54 empty] | 2500 | mg/l | [54 empty] | 1 | m³/hr | [36 empty] | 250 | mg/l | [10 empty] | 11 | pH | 6 | pH | [18 empty] | 1000 | mg/l | [8 empty] | 1000 | mg/l | [6 empty] | 45 | °C | [8 empty] | 5 | m³/d
WITHAM STW | S01PREMWITKA | Direction | Live | No | ADU 342 | Veolia Environmental Services (UK) Ltd | 5 Stepfield | Witham | Essex |  |  | CM8 3BW | 01/01/2010 | Wastewaters, after passage through an interceptor, from the external washing of vehicles only. | Veolia Environmental Services (UK) PLC | Veolia House | 154A Pentonville Road | London |  |  | N1 9PE | at a point prior to discharge into the public foul sewer | at Stepfield, Witham | TL8277014850 | TL8276014770 | [54 empty] | 2000 | mg/l | [54 empty] | 0.25 | l/s | [36 empty] | 250 | mg/l | [10 empty] | 11 | pH | 6 | pH | [18 empty] | 1000 | mg/l | [8 empty] | 1000 | mg/l | [6 empty] | 45 | °C | [8 empty] | 2 | m³/d
WITHAM STW | S01TSKFRCEKA | Direction | Live | No | ADZ 511 | Truckeast Ltd | Unit 5 Moss Road | Industrial Estate East | Witham, Essex |  |  | CM8 3UQ | 01/03/2016 | Used water, after passage via an interceptor, from the external washing of vehicles. | Truckeast Limited | Violet Hill Road | Stowmarket | Suffolk |  |  | IP14 1NN | at a point after discharge from the interceptor and prior to discharging to the public foul sewer | at Moss Road, Witham | TL8282015100 | TL8285015080 | [54 empty] | 2500 | mg/l | [54 empty] | 1 | l/s | [48 empty] | 11 | pH | 6 | pH | [18 empty] | 1000 | mg/l | [16 empty] | 45 | °C | [8 empty] | 1 | m³/d
WITHAM STW | S01BHGCLUBKA | Direction | Live | No | TEDI-0102-2018 | Benton Hall Golf Club | Wickham Hill | Witham | Essex |  |  | CM8 3LH | 14/11/2018 | Used water from swimming pool backwash and periodic emptying of pool contents. | The Club Company (UK) Limited | Bath Road | Knowl Hill | Reading | Berkshire |  | RG10 9AL | a point prior to discharge into the public foul sewer | Maldon Road, Witham | TL8250412894 | TL8237413004 | [54 empty] | 1000 | mg/l | [10 empty] | 5 | mg/l | [42 empty] | 10 | l/s | [48 empty] | 10 | pH | 6 | pH | [18 empty] | 1000 | mg/l | [16 empty] | 45 | °C | [8 empty] | 5 | m³/d
WITHAM STW | S01VERITASKA1 | Consent | Live | Yes | TECO-0130-2021 | Bureau Veritas Commodities UK Limited | 2 Perry Road | Witham | Essex |  |  | CM8 3TU | 12/08/2021 | Treated assay laboratory effluent arising from analysis of metals and minerals. | Bureau Veritas Commodities UK Limited | Suite 206 Fort Dunlop | Fort Parkway | Birmingham |  |  | B24 9FD | the discharge weir after the treatment plant | Perry Road, Witham (manhole No 6201) | TL8264014250 | TL8268014210 | [54 empty] | 1000 | mg/l | [16 empty] | 3 | mg/l | [36 empty] | 1 | l/s | [20 empty] | 0.01 | mg/l | [10 empty] | 1.5 | mg/l | [14 empty] | 10 | pH | 6 | pH | [18 empty] | 200 | mg/l | [8 empty] | 1800 | mg/l | [6 empty] | 43 | °C | [8 empty] | 16 | m³/d | [14 empty] | 4.5 | mg/l
WITHAM STW | S01BAIRDEXKA | Direction | Live | No | TEDI-0125-2021 | Bairds Malt Limited | Station Maltings | Witham | Essex |  |  | CM8 2DU | 01/09/2021 | Treated used waters arising from (1) the malting process, (2) condensate from compressors and gas burners and (3) contaminated surface water from the malt weighbridge area. | Bairds Malt Limited | Station Maltings | Witham | Essex |  |  | CM8 2DU | the discharge pipe from the effluent treatment plant final settlement tank prior to discharging to the public foul sewer | Eastways, Witham | TL8232015270 | TL8244015230 | [54 empty] | 1800 | mg/l | [54 empty] | 17 | l/s | [48 empty] | 10 | pH | 6 | pH | [18 empty] | 500 | mg/l | [16 empty] | 43 | °C | [8 empty] | 800 | m³/d
WITHAM STW | S01WITHAYBKA | Direction | Live | No | TEDI-0323-2022 | HG&Co Ltd | Eastways Park | Witham | Essex |  |  | CM8 3YE | 19/03/2023 | Used water comprising rinse water from production area bottling lines and tanks. | HG&Co Ltd | Eastways Park | Witham | Essex |  |  | CM8 3YE | the waste collection IBC at the IBC wash station | Eastways | TL8278015781 | TL8285315717 | [54 empty] | 10000 | mg/l | [54 empty] | 1 | l/s | [48 empty] | 10 | pH | 6 | pH | [18 empty] | 1000 | mg/l | [16 empty] | 43 | °C | [8 empty] | 2 | m³/d
WITHAM STW | S01HAYMAN KA | Direction | Live | No | TEDI-0324-2022 | HG&Co Ltd | Eastways Park | Witham | Essex |  |  | CM8 3YE | 19/03/2023 | Used waters arising from (i) the production of de-ionised water, (ii) reverse osmosis processes, and (iii) back washing of carbon filter bed. | HG&Co Ltd | Eastways Park | Witham | Essex |  |  | CM8 3YE | the outflow drain at the RO plant | Eastways | TL8276715786 | TL8285315717 | [54 empty] | 2000 | mg/l |  |  |  |  | 500 | mg/l | [48 empty] | 1 | l/s | [48 empty] | 12.5 | pH | 6 | pH | [18 empty] | 1000 | mg/l | [16 empty] | 43 | °C | [8 empty] | 24 | m³/d
WITHAM STW | S01AMBLIFTKA | Direction | Live | No | TEDI-0333-2022 | Windsor Engineering (Hull) Limited | 1 Perry Road | Witham | Essex |  |  | CM8 3UT | 13/03/2023 | Used water, after passage through an interceptor, arising from the washing of fork-lift trucks and other equipment. | Windsor Engineering (Hull) Limited | 8 Beacon Way | Hull |  |  |  | HU3 4AE | the manhole located after the interceptor | Perry Road, Witham | TL8274314230 | TL8270814198 | [54 empty] | 2500 | mg/l | [54 empty] | 1 | l/s | [48 empty] | 11 | pH | 6 | pH | [18 empty] | 1000 | mg/l | [16 empty] | 43 | °C | [8 empty] | 0.3 | m³/d
WITHAM STW | S01WITHAYWKA | Direction | Live | No | TEDI-0322-2022 | HG&Co Ltd | Eastways Park | Witham | Essex |  |  | CM8 3YE | 19/03/2023 | Used waters from the external cleaning only of IBC's. | HG&Co Ltd | Eastways Park | Witham | Essex |  |  | CM8 3YE | the outflow pipe at the IBC wash station drain | Eastways | TL8278015781 | TL8285315717 | [54 empty] | 10000 | mg/l | [54 empty] | 0.1 | l/s | [48 empty] | 10 | pH | 6 | pH | [18 empty] | 500 | mg/l | [16 empty] | 43 | °C | [8 empty] | 1 | m³/d | [14 empty] | 5 | mg/l
WITHAM STW | S01WITPOOLKA | Direction | Live | No | TEDI-0072-2023 | Witham Leisure Centre | Spinks Lane | Witham | Essex |  |  | CM8 1EP | 10/07/2023 | Used water arising from the pool filter backwashing process and periodic drain-down of swimming pool contents. | Fusion Lifestyle | 3 & 4 Blake House Schooner Court | Crossways Business Park | Dartford |  |  | DA2 6QQ | the monitoring point connected to the pool plant circulation system | Bridge Street, Witham | TL8175014130 | TL8184014170 | [54 empty] | 1000 | mg/l | [10 empty] | 5 | mg/l | [42 empty] | 5 | l/s | [48 empty] | 10 | pH | 6 | pH | [18 empty] | 1000 | mg/l | [16 empty] | 43 | °C | [8 empty] | 27.5 | m³/d
WITHAM STW | S01WITHPETKA1 | Consent | Live | No | TECO-0177-2023 | Supreme Petfoods Limited | 1 Stepfield | Witham | Essex |  |  | CM8 3TH | 14/08/2023 | Used waters arising from the cleaning of process machinery used in the manufacture of animal feed. | Supreme Petfoods Limited | Stone Street | Hadleigh | Ipswich | Suffolk |  | IP7 6DN | the outlet of the IBC | Stepfield, Witham | TL8276114761 | TL8276014764 | [54 empty] | 5000 | mg/l | [54 empty] | 2 | l/s | [36 empty] | 250 | mg/l | [10 empty] | 10 | pH | 6 | pH | [18 empty] | 2000 | mg/l | [8 empty] | 1000 | mg/l | [6 empty] | 43 | °C | [8 empty] | 1 | m³/d
WITHAM STW | S01CRITWINKA | Direction | Live | No | TEDI-0064-2023 | Crittall Windows Limited | 4 Freebournes Road | Witham | Essex |  |  | CM8 3UN | 13/06/2023 | Treated rinsewaters from the pre-treatment of door and window frame components prior to powder coating. | Crittall Windows Limited | Francis House | 4 Freebournes Road | Witham | Essex |  | CM8 3UN | the discharge pipe after passage through the treatment plant and before entry into the public foul sewer | Freebournes Road, Witham | TL8280015280 | TL8280015190 | [54 empty] | 200 | mg/l | [12 empty] | 3 | mg/l | [40 empty] | 2 | l/s | [48 empty] | 10 | pH | 6 | pH | [18 empty] | 100 | mg/l | [8 empty] | 1000 | mg/l | [6 empty] | 43 | °C | [8 empty] | 40 | m³/d | [14 empty] | 2 | mg/l
WITHAM STW | S01SIMARCOKA1 | Consent | Live | No | TECO-0085-2024 | Simarco International Ltd | 1-2 Moss Road | Witham | Essex |  |  | CM8 3UQ | 30/05/2024 | Used water, after passage via an interceptor, from the external washing of vehicles only. | Simarco International Ltd | Simarco House | Crittall Road | Witham | Essex |  | CM8 3DR | the sampling chamber in the yard | Moss Road | TL8282615007 | TL8282515021 | [54 empty] | 2500 | mg/l | [54 empty] | 0.5 | l/s | [48 empty] | 11 | pH | 6 | pH | [18 empty] | 1000 | mg/l | [16 empty] | 43 | °C | [8 empty] | 2 | m³/d
WITHAM STW | S01EUROGLSKA1 | Consent | Live | Yes | TECO-0187-2024 | Euroview Architectural Glass Ltd | Unit 2, 18 Eastways | Witham | Essex |  |  | CM8 3YQ | 15/10/2024 | Used waters from the cleaning, cutting and painting of glass, and its associated machinery. | Euroview Architectural Glass Ltd | Unit 2, 18 Eastways | Witham | Essex |  |  | CM8 3YQ | the storage IBC before discharge to the public foul sewer | Witham-Eastways Industrial Estate Pumping Station | TL8290415689 | TL8285215712 | [48 empty] | 0.1 | mg/l |  |  |  |  | 1000 | mg/l | [54 empty] | 3 | l/s | [48 empty] | 10 | pH | 6 | pH | [18 empty] | 1000 | mg/l | [16 empty] | 43 | °C | [8 empty] | 8 | m³/d | [14 empty] | 5 | mg/l
WITHAM STW | S01SAGAWITKA1 | Consent | Live | No | TECO-0144-2025 | SAGA Truck and Van Ltd | Griggs Way | Witham, Essex |  |  |  | CM8 1ZR | 08/09/2025 | Used water from the washing of commercial vehicles, including the pre MOT inspection of HGV's. | SAGA Truck and Van Ltd | Travellers Lane, | Welham Green | Hertfordshire | United Kingdom |  | AL9 7HN | the interceptor after the wash bay | Hatfield Road, Witham | TL8083912944 | TL8083113018 | [54 empty] | 1000 | mg/l | [54 empty] | 2 | l/s |  |  |  |  | 40 | mg/l | [14 empty] | 28 | ng/l | [14 empty] | 250 | mg/l | [10 empty] | 10 | pH | 6 | pH | [18 empty] | 1000 | mg/l | [16 empty] | 43 | °C | [8 empty] | 5 | m³/d | [14 empty] | 2 | mg/l
WITHAM STW | S01WITHBHEKA1 | Consent | Live | No | TECO-0205-2025 | Brand and Howes Environmental Limited | Mortimer House, Bellcroft | Eastways Industrial Estate | Witham | Essex |  | CM8 3YU | 26/11/2025 | Contaminated surface water run-off from a scrap metal, end-of-life vehicle depollution, and WEEE storage site. | Brand and Howes Environmental Limited | 39b Robjohns Road | Chelmsford | Essex |  |  | CM1 3AG | the outflow of the bypass separator | Eastways, Eastways Industrial Estate | TL8251315433 | TL8245615218 | [48 empty] | 0.1 | mg/l |  |  |  |  | 1000 | mg/l | [16 empty] | 3 | mg/l | [36 empty] | 0.13 | l/s | [10 empty] | 3 | mg/l | [24 empty] | 250 | mg/l | [10 empty] | 10 | pH | 6 | pH | [18 empty] | 1000 | mg/l | [16 empty] | 43 | °C | [8 empty] | 11.25 | m³/d | [14 empty] | 5 | mg/l
WITHAM STW | S01WAVEWITKA1 | Consent | Live | No | TECO-0230-2025 | Waves Hand Car Wash | Tesco Supermarket | 1 The Grove Centre | Witham | Essex |  | CM8 2YT | 02/12/2025 | Used water, after passage via an interceptor, from the external washing of vehicles only. | Vahicle Spa Limited T/A Waves Hand Car Wash | 31 Hargrove Road | Harrogate |  |  |  | HG2 7RD | the final stage of the interceptor before entering the store's private sewer | The Retreat, Witham | TL8241914455 | TL8229414460 | [54 empty] | 2500 | mg/l | [54 empty] | 0.5 | l/s | [48 empty] | 11 | pH | 6 | pH | [18 empty] | 1000 | mg/l | [16 empty] | 43 | °C | [8 empty] | 5 | m³/d
WOODBRIDGE-CREEK FM STW | S01WDBMHSCKA0 | Consent | Live | No | ACT 90 | Martlesham Heath Squash Club Limited | Gloster Road | Martlesham Heath | Ipswich, Suffolk |  |  | IP3 3RJ | 29/10/2008 | Wastewaters arising from backwashing of swimming pool and spa filter plant | Martlesham Heath Squash Club Limited | 24 Norwich Road | Ipswich | Suffolk |  |  | IP1 2NH | at a point at the north end of the building, prior to discharging to the public foul sewer | Gloster Road, Martlesham Heath | TM2473045390 | TM2482045400 | [54 empty] | 500 | mg/l | [10 empty] | 1.5 | mg/l | [42 empty] | 1.5 | m³/hr | [36 empty] | 250 | mg/l | [10 empty] | 10 | pH | 6 | pH | [18 empty] | 500 | mg/l | [8 empty] | 1000 | mg/l | [6 empty] | 45 | °C | [8 empty] | 5 | m³/d
WOODBRIDGE-CREEK FM STW | S01WDBGROSKA1 | Consent | Live | No | ACV 19 | John Grose Group Limited | Ipswich Road | Woodbridge | Suffolk |  |  | IP12 4BY | 12/05/2010 | Wastewater from the external washing of vehicles only, after passage through an interceptor. | John Grose Group Limited | Whapload Road | Lowesfoft | Suffolk |  |  | NR32 1NN | at a point prior to discharging to the public foul sewer | at Ipswich Road, Woodbridge | TM2626048320 | TM2628048360 | [54 empty] | 2000 | mg/l | [54 empty] | 1 | l/s | [36 empty] | 250 | mg/l | [10 empty] | 11 | pH | 6 | pH | [18 empty] | 1000 | mg/l | [8 empty] | 1000 | mg/l | [6 empty] | 45 | °C | [8 empty] | 15 | m³/d
WOODBRIDGE-CREEK FM STW | S01WOODRYMKA0 | Consent | Live | No | ACY 17 | Royal Mail | Woodbridge Delivery Office | 9 Cumberland Street | Woodbridge | Suffolk |  | IP12 4AA | 07/05/2013 | Wastewater arising from external vehicle washing & from potentially contaminated rainwater from fuelling area. | Royal Mail Group Limited | 100 Victoria Embankment | London |  |  |  | EC4Y 0HQ | at a point on premises prior to discharging to the public foul sewer | at Cumberland Street, Woodbridge | TM2720048930 | TM2725048890 | [54 empty] | 2500 | mg/l | [54 empty] | 0.6 | m³/hr | [36 empty] | 250 | mg/l | [10 empty] | 11 | pH | 6 | pH | [18 empty] | 1000 | mg/l | [8 empty] | 1000 | mg/l | [6 empty] | 45 | °C | [8 empty] | 1 | m³/d
WOODBRIDGE-CREEK FM STW | S01WOODDSPKA1 | Consent | Live | No | ACR 248 | Deben Swimming Pool | Station Road | Woodbridge | Suffolk |  |  | IP12 4AU | 19/03/2007 | Filtered backwash from swimming pool and periodic emptying of pool contents. | D C Leisure (East Anglia) Limited | Otium House | 2 Freemantle Road | Bagshot | Surrey |  | GU19 5LL | at a point at the rear of the swimming pool | at Station Road, Woodbridge | TM2730048710 | TM2730048710 | [54 empty] | 500 | mg/l | [54 empty] | 5 | m³/hr | [36 empty] | 100 | mg/l | [10 empty] | 11 | pH | 6 | pH | [18 empty] | 500 | mg/l | [8 empty] | 1000 | mg/l | [6 empty] | 45 | °C | [8 empty] | 30 | m³/d
WOODBRIDGE-CREEK FM STW | S01WOODJEWKA0 | Consent | Live | No | ACZ 228 | Jewson Limited | Beardmore Park | Martlesham Heath | Ipswich, Suffolk |  |  | IP5 3RX | 25/02/2015 | Used waters from arising from vehicle, tool and plant wash. | Jewson Limited | Saint-Gobain House | Binley Business Park | Coventry |  |  | CV3 2TT | at point on premises, prior to discharge to the public foul sewer | at Beardmore Park | TM2468245583 | TM2475145703 | [54 empty] | 2500 | mg/l | [54 empty] | 0.2 | l/s | [48 empty] | 11 | pH | 6 | pH | [18 empty] | 1000 | mg/l | [8 empty] | 1000 | mg/l | [6 empty] | 45 | °C | [8 empty] | 2 | m³/d
WOODBRIDGE-CREEK FM STW | S01WDBDHLIKA1 | Consent | Live | No | ACS 193 | DHL | Unit 27 Gloster Road | Martlesham Heath Ind Est | Ipswich, Suffolk |  |  | IP5 7RD | 05/02/2008 | Wastewater, after passage via a suitable well maintained interceptor, from the external washing of vehicles. | DHL Express (UK) Limited | Orbital Park | 178-188 Great Southwest Road | Hounslow, Middlesex |  |  | TW4 6JS | at a point within the premises and prior to discharge into the public foul sewer | at Gloster Road | TM2479045560 | TM2483045570 | [54 empty] | 2000 | mg/l | [54 empty] | 1 | l/s | [36 empty] | 250 | mg/l | [10 empty] | 11 | pH | 6 | pH | [18 empty] | 1000 | mg/l | [8 empty] | 1000 | mg/l | [6 empty] | 45 | °C | [8 empty] | 2 | m³/d
WOODBRIDGE-CREEK FM STW | S01WOODTESKA0 | Consent | Live | No | ACZ 281 | Tesco Hand Car Wash | Tesco Store - Martlesham Extra | Anson Road | Martlesham Heath | Suffolk |  | IP5 3RU | 15/04/2015 | Used water from the external cleaning of vehicles, having passed via a silt trap and two stage interceptor. | Mohammad Rahim & Salar Ali - T/A Tesco Hand Car Wash | 47 Tern Road | Ipswich | Suffolk |  |  | IP2 9NQ | at a point on presmises, prior to discharge to the public foul sewer | at Anson Road | TM2466545918 | TM2474645884 | [54 empty] | 2500 | mg/l | [54 empty] | 0.5 | l/s | [48 empty] | 11 | pH | 6 | pH | [18 empty] | 1000 | mg/l | [16 empty] | 45 | °C | [8 empty] | 5 | m³/d
WOODBRIDGE-CREEK FM STW | S01WOODBTFKA0 | Direction | Live | No | TEDI-0071-2020 | BT Fleet Workshop | Adastral Park | Building B42 | Martlesham Heath, Ipswich, Suffolk |  |  | IP5 3RF | 16/09/2020 | Used water arising from the external washing of vehicles only. | British Telecommunications PLC | 81 Newgate Street | London |  |  |  | EC1A 7AJ | the first MH after the interceptor (next to the fleet services building), prior to discharging to the public foul sewer | Barrack Square, Martlesham Heath | TM2490045230 | TM2483544792 | [54 empty] | 2500 | mg/l | [54 empty] | 1 | l/s | [48 empty] | 11 | pH | 6 | pH | [18 empty] | 1000 | mg/l | [16 empty] | 43 | °C | [8 empty] | 6 | m³/d
WOODBRIDGE-CREEK FM STW | S01WDBHUAWKA1 | Consent | Live | No | TECO-0065-2022 | Huawei Technologies Research & Development (UK) Ltd | Ipswich Research Centre | B55 Adastral Park | Martlesham Heath | Ipswich | Suffolk | IP5 3RE | 13/06/2022 | Used waters from (i) a de-ionised water unit, (ii) research & development laboratories, and (iii) the clean room. | Huawei Technologies Research & Development (UK) Ltd | 302 Cambridge Science Park | Milton Road | Cambridge |  |  | CB4 0WG | chamber 3 of the interceptor at the eastern end of building B55 | Barrack Square, Martlesham | TM2512245213 | TM2483444792 | [54 empty] | 1000 | mg/l | [54 empty] | 0.83 | l/s | [48 empty] | 10 | pH | 6 | pH | [18 empty] | 100 | mg/l | [16 empty] | 43 | °C | [8 empty] | 25 | m³/d
WOODBRIDGE-CREEK FM STW | S01WOODUFFKA0 | Consent | Live | No | TECO-0158-2024 | Ufford Park Limited | Ufford Park Hotel | Yarmouth Road | Melton | Woodbridge | Suffolk | IP12 1QW | 08/08/2024 | Used water from the filter backwashing process and periodic drain-down of swimming pool contents. | Ufford Park Limited | Lion Quays Weston Rhyn | Gobowen | Oswestry | Shropshire |  | SY11 3EN | a point following the filter backwash | a point adjacent to Parklands, via a private pumping station | TM2908651693 | TM2918352105 | [54 empty] | 1000 | mg/l | [10 empty] | 5 | mg/l | [42 empty] | 8 | l/s | [48 empty] | 10 | pH | 6 | pH | [18 empty] | 1000 | mg/l | [16 empty] | 43 | °C | [8 empty] | 16.5 | m³/d
WOODBRIDGE-CREEK FM STW | S01WOODTTHKA1 | Consent | Live | No | TECO-0071-2024 | Toddy Tool Hire Ltd | Max House | Sandy Lane | Martlesham | Woodbridge | Suffolk | IP12 4SD | 25/04/2024 | Used water, after passage via an interceptor, from the external washing of vehicles only. | Toddy Tool Hire Ltd | Walter Wright Accountants | 89 High Street | Hadleigh | Suffolk |  | IP7 5EA | the sample point chamber adjacent to the new workshop, after passage though the silt trap and interceptor | land adjacent to The Street/Sandy Lane junction | TM2536547421 | TM2535747415 | [54 empty] | 2500 | mg/l | [54 empty] | 1 | l/s | [48 empty] | 11 | pH | 6 | pH | [18 empty] | 1000 | mg/l | [16 empty] | 43 | °C | [8 empty] | 0.7 | m³/d
WOODBRIDGE-CREEK FM STW | S01WAVECWAKA1 | Consent | Live | No | TECO-0135-2025 | Waves Hand Car Wash | Tesco Store | Anson Road, Martlesham Heath | Suffolk |  |  | IP5 3RU | 22/07/2025 | Used water from the external washing of vehicles only. | Martlesham Hand Car Wash Ltd | 65 Wivenhoe Road | Barking | England |  |  | IG11 0RE | the second stage interceptor manhole located on wave hand car wash site | Manhole 8801 located on Anson Road | TM2466745921 | TM2482545835 | [54 empty] | 2500 | mg/l | [54 empty] | 0.5 | l/s | [48 empty] | 11 | pH | 6 | pH | [18 empty] | 1000 | mg/l | [16 empty] | 43 | °C | [8 empty] | 5 | m³/d
WOODBRIDGE-CREEK FM STW | S01SAGATRUKA | Consent | Live | No | TECO-0254-2025 | SAGA Truck and Van Ltd | 28 Betts Avenue | Martlesham Heath Ind Estate | Ipswich | Suffolk |  | IP5 3RH | 16/12/2025 | Used waters from the external washing of vehicles, including pre-MOT inspection cleaning. | SAGA Truck and Van Ltd | Travellers Lane | Welham Green | Hertfordshire |  |  | AL9 7HN | the interceptor, after the wash-bay | Betts Avenue | TM2517745424 | TM2516645437 | [54 empty] | 1000 | mg/l | [54 empty] | 1 | l/s | [48 empty] | 10 | pH | 6 | pH | [18 empty] | 500 | mg/l | [16 empty] | 43 | °C | [8 empty] | 2.5 | m³/d
WOODHALL SPA STW | S01PETWOODKA | Direction | Live | No | ADZ 918 | Petwood Caravan Park (Block B) | Off Stixwould Road | Woodhall Spa | Lincolnshire |  |  | LN10 6QH | 01/02/2017 | Used water from the laundering of domestic items only from service block B. | Petwood Farming Co. (Woodhall) Limited | Edlington Moor Farm | Woodhall Road | Stixwould Woodhall Spa, | Lincoln |  | LN10 5HL | at the manhole outside Service Block B, prior to discharging to the public foul sewer | at MH8301, sewer parallel with Green Lane, Woodhall Spa | TF1879763468 | TF1884263327 | [54 empty] | 2000 | mg/l | [54 empty] | 1 | l/s | [48 empty] | 11 | pH | 6 | pH | [18 empty] | 1000 | mg/l | [16 empty] | 45 | °C | [8 empty] | 1 | m³/d
WOODHALL SPA STW | S01BLOCKA KA | Direction | Live | No | ADZ 917 | Petwood Caravan Park -Block A | Off Stixwould Road | Woodhall Spa | Lincoln |  |  | LN10 6QH | 01/02/2017 | Used water from the laundry of domestic items only from service block A. | Petwood Farming Co (Woodhall) Limited | Edlington Moor Farm | Woodhall Road | Stixwould | Woodhall Spa, Lincolnshire |  | LN10 5HL | at the manhole outside service block A, prior to discharge to the public foul sewer | at the MH 8301,sewer parallel with Green Lane, Woodhall Spa | TF1878463378 | TF1884263327 | [54 empty] | 2000 | mg/l | [54 empty] | 1 | l/s | [48 empty] | 11 | pH | 6 | pH | [18 empty] | 1000 | mg/l | [16 empty] | 45 | °C | [8 empty] | 1 | m³/d
WOODHALL SPA STW | S01WSPABCPKA1 | Consent | Live | No | ACY 167 | Bainland Country Park Limited | Horncastle Road | Woodhall Spa | Lincolnshire |  |  | LN10 6UX | 06/12/2013 | Used waters arising from the swimming pool and jacuzzi filter backwash processes plus discharges from hot tubs | Bainland Country Park Limited | c/o Lincoln Bowl | Washingborough Road | Lincoln | Lincolnshire |  | LN4 1EF | at a point prior to discharging to the public foul sewer | at Manhole 4002 in Horncastle Road, Woodhall Spa | TF2153063890 | TF2149064030 | [54 empty] | 1000 | mg/l | [10 empty] | 5 | mg/l | [42 empty] | 5.5 | l/s | [36 empty] | 250 | mg/l | [10 empty] | 10 | pH | 6 | pH | [18 empty] | 1000 | mg/l | [8 empty] | 1000 | mg/l | [6 empty] | 45 | °C | [8 empty] | 100 | m³/d
WOODHAM WALTER STW | S01HERBAGEKA | Direction | Live | No | ADX 324 | Herbage Country Park | Herbage Park Road | Woodham Walter | Maldon, Essex |  |  | CM9 6RW | 01/01/2013 | Wastewaters arising from (i) the operation of a swimming pool filter backwash system, and (ii) the periodic drain-down of swimming pool contents. | The Warren Lodge Park Limited | Larkins Farm | 199 Nine Ashes Road | Ingatestone, Essex |  |  | CM04 0JY | at the discharge from the pool filter backwash | at Herbage Park Road, Woodham Walter, Maldon | TL8083006600 | TL8086006660 | [54 empty] | 1000 | mg/l | [10 empty] | 5 | mg/l | [42 empty] | 6 | l/s | [36 empty] | 250 | mg/l | [10 empty] | 10 | pH | 6 | pH | [18 empty] | 1000 | mg/l | [8 empty] | 1000 | mg/l | [6 empty] | 45 | °C | [8 empty] | 10 | m³/d
WORLINGHAM-ASHTREE STW | S01WORNSPLKA0 | Consent | Live | No | ACZ 211 | Norfolk & Suffolk Plant Ltd | Sandpit Lane | Ellough | Beccles |  |  | NR34 7TH | 11/02/2015 | Used water from the external washing of excavation and associated plant. | Norfolk & Suffolk Plant Limited | C/O Grant Thornton UK LLP | Kingfisher House | 1 Gilders Way | St James Place | Norwich, Norfolk |  | at point on premises prior to discharge to the public foul sewer | at Sandpit Lane | TM4487988360 | TM4471189119 | [54 empty] | 2500 | mg/l | [54 empty] | 0.2 | l/s | [48 empty] | 11 | pH | 6 | pH | [18 empty] | 1000 | mg/l | [8 empty] | 1000 | mg/l | [6 empty] | 45 | °C | [8 empty] | 4 | m³/d
WORLINGHAM-ASHTREE STW | S01WCLOWESKA0 | Direction | Live | No | TEDI-0090-2021 | CPI Williams Clowes Limited | Copland Way | Ellough | Beccles |  |  | NR34 7TL | 11/10/2021 | Used waters from final rinse of lithographic plate making process. | CPI William Clowes Ltd | 110 Beddington Lane | Croydon | Surrey |  |  | CR0 4TD | a point on the premises prior to discharge to the public foul sewer | Sandpit Lane, Ellough, Beccles | TM4523088580 | TM4471189120 | [54 empty] | 2500 | mg/l | [54 empty] | 8 | l/s | [48 empty] | 10 | pH | 6 | pH | [18 empty] | 1000 | mg/l | [16 empty] | 43 | °C | [8 empty] | 1 | m³/d
WORLINGHAM-ASHTREE STW | S01WATPOLIKA1 | Direction | Live | No | TEDI-0141-2021 | Berry M&H Ellough | Benacre Road | Ellough | Beccles | Suffolk |  | NR34 7TB | 21/09/2021 | Used water from cooling towers. | Maynard & Harris Plastics | Sapphire House | Crown Way | Rushden | Northamptonshire |  | NN10 6FB | the designated foul MH adjacent to the office buildings, prior to discharge into the public foul sewer | Benacre Road | TM4454188302 | TM4412788537 | [54 empty] | 2000 | mg/l | [54 empty] | 0.6 | l/s | [48 empty] | 10 | pH | 6 | pH | [18 empty] | 1000 | mg/l | [16 empty] | 43 | °C | [8 empty] | 20 | m³/d
WORLINGHAM-ASHTREE STW | S01ELECBECKA1 | Direction | Live | No | TEDI-0148-2025 | Electroplate (UK) Ltd | Unit 8C | Ellough Industrial Estate | Beccles, Suffolk |  |  | NR34 7TD | 26/11/2025 | Used waters comprising of final rinse waters from zinc electroplating, anodising and nickel plating processes only. | Electroplate (UK) Limited | Unit 8C | Ellough Industrial Estate | Beccles, Suffolk |  |  | NR34 7TD | the manhole in the south-east corner of unit 8c | Ellough Road | TM4457088500 | TM4413088550 | [54 empty] | 200 | mg/l | [12 empty] | 2 | mg/l | [8 empty] | 1 | mg/l | [30 empty] | 1.7 | l/s | [32 empty] | 2 | mg/l | [14 empty] | 10 | pH | 6 | pH | [18 empty] | 200 | mg/l | [16 empty] | 43 | °C | [8 empty] | 24 | m³/d | [14 empty] | 5 | mg/l
WRAGBY STW | S01WRAPOOLKA1 | Consent | Live | No | ACZ 275 | Wragby Swimming Pool | Silver Street | Wragby | Lincolnshire |  |  | LN8 5PJ | 31/03/2015 | Used waters arising from swimming pool filter backwash, and from the periodic drain down of pool contents. | Mrs Davina Ness - T/A Wragby & District Swimming Club | Wragby Swimming Pool | Silver Street | Wragby | Lincolnshire |  | LN8 5PJ | at a point after the filters, prior to discharge to the public foul sewer | at manhole 5001, Silver Street, Wragby | TF1354078083 | TF1361278121 | [54 empty] | 1000 | mg/l | [10 empty] | 5 | mg/l | [42 empty] | 1 | l/s | [48 empty] | 10 | pH | 6 | pH | [18 empty] | 1000 | mg/l | [8 empty] | 1000 | mg/l | [6 empty] | 45 | °C | [8 empty] | 9 | m³/d
WYMONDHAM STW | S01GUESTTVKA0 | Consent | Live | No | ACW 90 | Guest Truck & Van | Units 2 - 20 Ayton Road | Wymondham | Norfolk |  |  | NR18 0QH | 14/10/2011 | Wastewaters arising from the external steam cleaning of trucks and vans after passage via a 3-stage interceptor | Guest Motors Limited | Kenrick Way | West Bromwich | West Midlands |  |  | B70 6BY | at the manhole after the interceptor adjacent to the building | at Station Road, Wymondham | TG1139001180 | TG1137001180 | [54 empty] | 2500 | mg/l | [54 empty] | 0.35 | l/s | [36 empty] | 250 | mg/l | [10 empty] | 11 | pH | 6 | pH | [18 empty] | 1000 | mg/l | [8 empty] | 1000 | mg/l | [6 empty] | 45 | °C | [8 empty] | 3 | m³/d
WYMONDHAM STW | S01DOECONSKA0 | Direction | Live | No | ADT 304 | Ernest Doe & Sons Limited | Industrial Estate | Valleyside | Wymondham | Norfolk |  | NR18 0NN | 01/02/2009 | Wastewater, after passage via a three-stage interceptor, from the external steam cleaning of vehicles and construction plant only. | Ernest Doe & Sons Limited | Ulting | Maldon | Essex |  |  | CM9 6QH | at a point after the interceptor and prior to discharge into the public foul sewer | at manhole No. 4103 in Valleyside, Wymondham | TG1148001180 | TG1147001140 | [54 empty] | 2000 | mg/l | [54 empty] | 1 | l/s | [36 empty] | 250 | mg/l | [10 empty] | 11 | pH | 6 | pH | [18 empty] | 1000 | mg/l | [8 empty] | 1000 | mg/l | [6 empty] | 45 | °C | [8 empty] | 1 | m³/d | [14 empty] | 5 | mg/l
WYMONDHAM STW | S01NORRDSSKA0 | Direction | Live | No | ADT 302 | Abbeygate Garage | 91-93 Norwich Road | Wymondham | Norfolk |  |  | NR18 0SH | 01/02/2009 | Wastewater, after passage via a 2-stage interceptor, from the external jet-washing of vehicles. | Abbeygate Garages Limited | 91-93 Norwich Road | Wymondham | Norfolk |  |  | NR18 0SH | at the manhole after the 2-stage interceptor behind the rear gates adjacent to the workshop roller door | at manhole No. 8102 in a track adjoining the site leading into Norwich Road | TG1189002910 | TG1190002180 | [54 empty] | 2000 | mg/l | [54 empty] | 1 | l/s | [36 empty] | 250 | mg/l | [10 empty] | 11 | pH | 6 | pH | [18 empty] | 1000 | mg/l | [8 empty] | 1000 | mg/l | [6 empty] | 45 | °C | [8 empty] | 8 | m³/d
WYMONDHAM STW | S01THEYARDKA0 | Consent | Live | No | ACX 109 | Muji - Hand Car wash | The Yard | Allenbrooks Way | Wymondham | Norfolk |  | NR18 0NW | 17/10/2012 | Wastewaters, after passage through a single stage interceptor, arising from the external washing of vehicles only | Maliher Muji | 7 Queen Street | Wymondham | Norfolk |  |  | NR18 0AY | at the manhole positioned after the interceptor, and situated between the wash bay and the adjacent unit | at The Lizard, Wymondham | TG1165001140 | TG1164001110 | [54 empty] | 2500 | mg/l | [54 empty] | 0.5 | l/s | [36 empty] | 250 | mg/l | [10 empty] | 11 | pH | 6 | pH | [18 empty] | 1000 | mg/l | [8 empty] | 1000 | mg/l | [6 empty] | 45 | °C | [8 empty] | 2 | m³/d
WYMONDHAM STW | S01WYMPOLIKA0 | Consent | Live | No | TECO-0080-2018 | Norfolk Constabulary | Jubilee House | Falconers Chase | Wymondham | Norfolk |  | NR18 0WW | 07/09/2018 | Used water, after passage via an interceptor, from the external washing of vehicles only. | Norfolk Constabulary | Jubilee House | Falconers Chase | Wymondham | Norfolk |  | NR18 0WW | a point on premises prior to public foul sewer | Burdock Close Wymondham, via the Business Park private sewer | TG1252102355 | TG1251002040 | [54 empty] | 2500 | mg/l | [54 empty] | 0.5 | l/s | [48 empty] | 11 | pH | 6 | pH | [18 empty] | 1000 | mg/l | [16 empty] | 45 | °C | [8 empty] | 1 | m³/d
WYMONDHAM STW | S01WROSEWYKA0 | Direction | Live | No | TEDI-0041-2019 | Waitrose | Norwich Road | Wymondham | Norfolk |  |  | NR18 0SH | 03/06/2019 | Used waters, after passage through a 3-stage interceptor, from the jet washing of vehicles. | Waitrose Limited | 171 Victoria Street | London |  |  |  | SW1E 5NN | a point prior to discharge into the public foul sewer | Norwich Road roundabout (manhole No. 5601) | TG1259202608 | TG1255802661 | [54 empty] | 2500 | mg/l | [54 empty] | 0.5 | l/s | [48 empty] | 11 | pH | 6 | pH | [18 empty] | 1000 | mg/l | [16 empty] | 45 | °C | [8 empty] | 5 | m³/d
WYMONDHAM STW | S01WYMTYCOKA0 | Direction | Live | No | TEDI-0039-2022 | Tyco Fire & Integrated Solutions | 403-404 Copper Smith Way | Gateway 11 | Wymondham, Norfolk |  |  | NR18 0WY | 02/04/2022 | Used water from the cleansing of stainless steel tubes and drain down of water associated with product testing. | Tyco Fire & Integrated Solutions (UK) Limited | Tyco Park | Grimshaw Lane | Newton Heath, Manchester |  |  | M40 2WL | the tube wash area drain point | Burdock Close, Wymondham, via the Business Park private sewer | TG1270602294 | TG1251602043 | [54 empty] | 5000 | mg/l | [54 empty] | 1 | l/s | [48 empty] | 10 | pH | 6 | pH | [18 empty] | 1000 | mg/l | [16 empty] | 43 | °C | [8 empty] | 0.2 | m³/d
WYMONDHAM STW | S01BARLEYXKA0 | Direction | Live | No | TEDI-0051-2022 | Barley Chalu Ltd | Ayton Road | Wymondham | Norfolk |  |  | NR18 0QH | 24/05/2022 | Rinse waters from paint stripping and the pre-treatment of aluminium, prior to powder coating and anodising. | Barley Chalu Limited | Ayton Road | Wymondham | Norfolk |  |  | NR18 OQH | the v-notch weir adjacent to manhole 7201 | Ayton Road, Wymondham | TG1177901227 | TG1177801223 | [22 empty] | 100 | mg/l | 200 | mg/l | [28 empty] | 6000 | mg/l |  |  |  |  | 3000 | mg/l | [6 empty] | 1 | mg/l | [30 empty] | 100 | mg/l | [8 empty] | 4 | l/s | [48 empty] | 10.5 | pH | 6 | pH | [8 empty] | 25 | mg/l | [8 empty] | 1000 | mg/l | [8 empty] | 3000 | mg/l | [6 empty] | 43 | °C | [8 empty] | 50 | m³/d
WYMONDHAM STW | S01WYPARAGKA0 | Consent | Live | No | TECO-0237-2024 | Paragon Customer Communications Limited | Abbey View | 31 Penfold Drive | Wymondham | Norfolk |  | NR18 0WZ | 08/11/2024 | Used water arising from the rinsing of machine parts from a printing machine only. | Paragon Customer Communications Limited | Lower Ground Floor, Park House | 16/18, Finsbury Circus | London |  |  | EC2M 7EB | the sampling chamber beneath the trade effluent sink | Manhole No. 5000 at the head of the sewer which joins Burdock Close, Wymondham | TG1269002000 | TG1251002040 | [54 empty] | 1000 | mg/l | [16 empty] | 3 | mg/l | [36 empty] | 1 | l/s | [48 empty] | 10 | pH | 6 | pH | [18 empty] | 1000 | mg/l | [16 empty] | 43 | °C | [8 empty] | 0.015 | m³/d
WYMONDHAM STW | S01WYMPARAKA0 | Consent | Live | No | TECO-0020-2026 | Paragon Customer Communications Limited | Abbey View | Penfold Drive | Wymondham | Norfolk |  | NR18 0WZ | 19/02/2026 | Used water of condensate release from compressors, after passage via an oil separator. | Paragon Customer Communications Limited | Lower Ground Floor, Park House | 16 - 18 Finsbury Circus | London |  |  | EC2M 7EB | a point following the oil water separator | Manhole No. 5000 at the head of the sewer which joins Burdock Close | TG1262001979 | TG1251502043 | [54 empty] | 2000 | mg/l | [54 empty] | 0.01 | l/s | [48 empty] | 10 | pH | 6 | pH | [18 empty] | 1000 | mg/l | [16 empty] | 43 | °C | [8 empty] | 0.08 | m³/d